## RD8200 vs RD8100
■ INCLUDED D = DISABLED AT DISPATCH | RD8100 | [5 empty] | RD8200
Model | PXL | PXLG | PDL | PDLG | PTL | PTLG | 82 | 82G
Inventory PN | 10/81PXL | 10/81PXLG | 10/81PDL | 10/81PDLG | 10/81PTL | 10/81PTLG | 10/82 | 10/82G
Locate Features
Simultaneous display of depth and current | ■ | ■ | ■ | ■ | ■ | ■ | ■ | ■
Current Direction (CD) |  |  | ■ | ■ | ■ | ■ | ■ | ■
Compass - active modes(User configurable) | ■ | ■ | ■ | ■ | ■ | ■ | ■ | ■
Compass - passive modes (user configurable) | Power | Power | Power + CPS | Power + CPS | Power + CPS | Power + CPS | Power + CPS | Power + CPS
Dynamic Overload Protection | ■ | ■ | ■ | ■ | ■ | ■ | ■ | ■
Active & Power StrikeAlert (user configurable) | ■ | ■ | ■ | ■ | ■ | ■ | ■ | ■
Depth in Power Mode |  |  | ■ | ■ | ■ | ■ | ■ | ■
50/60Hz Power setting (User configurable) | ■ | ■ | ■ | ■ | ■ | ■ | ■ | ■
Imperial/Metric (User configurable) | ■ | ■ | ■ | ■ | ■ | ■ | ■ | ■
Multilanguage support | ■ | ■ | ■ | ■ | ■ | ■ | ■ | ■
Receive position from external GPS to internal log / measurement |  | ■ |  | ■ |  | ■ |  | ■
Survey measurements (to internal memory) | ■ | ■ | ■ | ■ | ■ | ■ | ■ | ■
Survey measurements (to external device over classic bluetooth) | ■ | ■ | ■ | ■ | ■ | ■ | ■ | ■
User Activity Data Logging (1/sec), automatic |  | ■ |  | ■ |  | ■ |  | ■
Buit-in GPS Accuracy |  | 3m |  | 3m |  | 3m |  | ■
New Features
Improved built in GPS Accuracy | [7 empty] | 2.5m
Swing Measurements /warnings | [6 empty] | ■ | ■
Vibration Handle | [6 empty] | ■ | ■
Automatic Multirate Usage logging | [7 empty] | ■
New sound system | [6 empty] | ■ | ■
Utility selection | [7 empty] | D
Connectivity
iLOC (SideStep, Frequency Select, Power Management, Transmitter remote sleep/wake) - improved performance | ■ | ■ | ■ | ■ | ■ | ■ | ■ | ■
Supporting PC software | RD Mgr | RD Mgr | RD Mgr | RD Mgr | RD Mgr | RD Mgr | RDMO | RDMO
USB data extraction to PC | ■ | ■ | ■ | ■ | ■ | ■ | ■ | ■
USB Type C | [6 empty] | ■ | ■
BLE Low Energy Bluetooth | [6 empty] | ■ | ■
Management Tools
CALSafe (disabled by default) | ■ | ■ | ■ | ■ | ■ | ■ | D | D
eCERT over USB | ■ | ■ | ■ | ■ | ■ | ■ | ■ | ■
Self test | ■ | ■ | ■ | ■ | ■ | ■ | ■ | ■
Power options
2 D-cell alkaline battery | ■ | ■ | ■ | ■ | ■ | ■ | ■ | ■
Selectable battery type (ALK, NIMH, LIION) | ■ | ■ | ■ | ■ | ■ | ■ | ■ | ■
Rechargeable battery pack (Rx) | option | option | option | option | option | option | option | option
Antenna modes
Peak mode | ■ | ■ | ■ | ■ | ■ | ■ | ■ | ■
Null mode | ■ | ■ | ■ | ■ | ■ | ■ | ■ | ■
Peak + (Peak & Null mode with Guidance Arrow option ) | ■ | ■ | ■ | ■ | ■ | ■ | ■ | ■
Broad (Single Antenna Mode) | ■ | ■ | ■ | ■ | ■ | ■ | ■ | ■
Guidance mode with depth, gain & current displayed | ■ | ■ | ■ | ■ | ■ | ■ | ■ | ■
Sonde
512Hz | ■ | ■ | ■ | ■ | ■ | ■ | ■ | ■
640Hz | ■ | ■ | ■ | ■ | ■ | ■ | ■ | ■
8kHz (8192Hz) | ■ | ■ | ■ | ■ | ■ | ■ | ■ | ■
33kHz (32768Hz) | ■ | ■ | ■ | ■ | ■ | ■ | ■ | ■
Total | 4 | 4 | 4 | 4 | 4 | 4 | 4 | 4
Passive Modes
Power (50/60 Hz selectable) broad band | ■ | ■ | ■ | ■ | ■ | ■ | ■ | ■
Passive avoidance |  |  | ■ | ■ | ■ | ■ | ■ | ■
Power mode selective harmonics | ■ | ■ | ■ | ■ | ■ | ■ | ■ | ■
Radio | ■ | ■ | ■ | ■ | ■ | ■ | ■ | ■
CATV (31250/31468Hz) |  |  | ■ | ■ | ■ | ■ | ■ | ■
CPS (100/120Hz) |  |  | ■ | ■ | ■ | ■ | ■ | ■
Total | 3 | 3 | 6 | 6 | 6 | 6 | 6 | 6
Active Frequencies
5 User configurable frequencies <1kHz | ■ | ■ | ■ | ■ | ■ | ■ | D | D
ELF (98/128Hz) |  |  | ■ | ■ | ■ | ■ | ■ | ■
512Hz | ■ | ■ | ■ | ■ | ■ | ■ | ■ | ■
570Hz |  |  | ■ | ■ | ■ | ■ | ■ | ■
577Hz | ■ | ■ | ■ | ■ | ■ | ■ | ■ | ■
640Hz | ■ | ■ | ■ | ■ | ■ | ■ | ■ | ■
760Hz |  |  | ■ | ■ | ■ | ■ | ■ | ■
870Hz | ■ | ■ | ■ | ■ | ■ | ■ | ■ | ■
920Hz |  |  | ■ | ■ |  |  | ■ | ■
940Hz | ■ | ■ | ■ | ■ | ■ | ■ | ■ | ■
1090Hz |  |  |  |  | ■ | ■ | ■ | ■
1450Hz |  |  |  |  | ■ | ■ | ■ | ■
4096Hz | ■ | ■ |  |  |  |  | ■ | ■
8kHz (8192Hz) | ■ | ■ | ■ | ■ | ■ | ■ | ■ | ■
8440Hz |  |  |  |  | ■ | ■ | ■ | ■
9.8kHz (9820Hz) |  |  | ■ | ■ | ■ | ■ | ■ | ■
33kHz (32768Hz) | ■ | ■ | ■ | ■ | ■ | ■ | ■ | ■
65kHz (65536Hz) | ■ | ■ | ■ | ■ | ■ | ■ | ■ | ■
82000Hz |  |  |  |  | ■ | ■ | ■ | ■
83kHz (83077Hz) | ■ | ■ | ■ | ■ | ■ | ■ | ■ | ■
131kHz (131072Hz) | ■ | ■ | ■ | ■ | ■ | ■ | ■ | ■
200kHz (200000Hz) | ■ | ■ | ■ | ■ | ■ | ■ | ■ | ■
Total | 13 | 13 | 17 | 17 | 20 | 20 | 21 | 21
Fault Find
8kHz (8192Hz) |  |  | ■ | ■ | ■ | ■ | ■ | ■
CDFF (Available with A Frame for CD mode - CDFF is not in Freq menu) |  |  | ■ | ■ | ■ | ■ | ■ | ■
CD/LF Frequency Pair / Active Frequency
219.9Hz / 439.8Hz |  |  |  |  | ■ | ■ | ■ | ■
256Hz / 512Hz |  |  | ■ | ■ | ■ | ■ | ■ | ■
280Hz / 560Hz |  |  |  |  | ■ | ■ | ■ | ■
285Hz / 570Hz |  |  | ■ | ■ | ■ | ■ | ■ | ■
320Hz / 640Hz |  |  | ■ | ■ | ■ | ■ | ■ | ■
380Hz / 760Hz |  |  | ■ | ■ | ■ | ■ | ■ | ■
460Hz / 920Hz |  |  | ■ | ■ |  |  | ■ | ■
680Hz / 340Hz (INV) |  |  |  |  | ■ | ■ | ■ | ■
800Hz / 400Hz (INV) |  |  |  |  | ■ | ■ | ■ | ■
920Hz / 460Hz (INV) |  |  |  |  | ■ | ■ | ■ | ■
968Hz / 484Hz (INV) |  |  |  |  | ■ | ■ | ■ | ■
1168Hz / 584 Hz (INV) |  |  |  |  | ■ | ■ | ■ | ■
1248 Hz / 624 Hz (INV) |  |  |  |  | ■ | ■ | ■ | ■
4096 / 8192 Hz 'MFCD' |  |  | ■ | ■ | ■ | ■ | ■ | ■
Total | 0 | 0 | 6 | 6 | 13 | 13 | 14 | 14

## RD7200 vs RD7100
■ INCLUDED D = DISABLED AT DISPATCH | RD7100 | [7 empty] | RD7200
Model | SL | SLQ | DL | DLG | PL | PLG | TL | TLG | 72
Inventory PN | 10/71SL | 10/71QL | 10/71DL | 10/71DLG | 10/71PL | 10/71PLG | 10/71TL | 10/71TLG | 10/72
Locate Features
Simultaneous display of depth and current | [8 empty] | ■ | bar: RD7100 SL to RD7100 TLG
Current Direction (CD)
Compass - active modes(User configurable) | [8 empty] | ■ | bar: RD7100 SL to RD7100 TLG
Compass - passive modes (user configurable) | RD7100 DL: CPS; RD7100 DLG: CPS; RD7100 PL: Power harmonics; RD7100 PLG: Power harmonics | Power + CPS
Dynamic Overload Protection | [8 empty] | ■ | bar: RD7100 SL to RD7100 TLG
Active & Power StrikeAlert (user configurable) | [8 empty] | ■ | bar: RD7100 SL to RD7100 TLG
Depth in Power Mode | [8 empty] | ■ | bar: RD7100 PL to RD7100 PLG
50/60Hz Power setting (User configurable) | [8 empty] | ■ | bar: RD7100 SL to RD7100 TLG
Imperial/Metric (User configurable) | [8 empty] | ■ | bar: RD7100 SL to RD7100 TLG
Multilanguage support | [8 empty] | ■ | bar: RD7100 SL to RD7100 TLG
User Activity Data Logging (1/sec), automatic | bar: RD7100 DLG; RD7100 PLG; RD7100 TLG
Buit in GPS Accuracy | bar: RD7100 DLG; RD7100 PLG; RD7100 TLG
New Features
Swing Warnings | [8 empty] | ■
Vibration Handle | [8 empty] | ■
New Sound system | [8 empty] | ■
Connectivity
Supporting PC software | RD Mgr | RD Mgr | RD Mgr | RD Mgr | RD Mgr | RD Mgr | RD Mgr | RD Mgr | RDMO
USB Type C | [8 empty] | ■
BLE Low Energy Bluetooth | [8 empty] | ■
Management Tools
CALSafe (disabled by default) | [8 empty] | D | bar: RD7100 DLG; RD7100 PLG; RD7100 TLG
eCERT over USB | [8 empty] | ■ | bar: RD7100 SL to RD7100 TLG
Self test | [8 empty] | ■ | bar: RD7100 SL to RD7100 TLG
Power options
2 D-cell alkaline battery | [8 empty] | ■ | bar: RD7100 SL to RD7100 TLG
Selectable battery type (ALK, NIMH, LIION) | [8 empty] | ■ | bar: RD7100 SL to RD7100 TLG
Rechargeable battery pack (Rx) | option | option | option | option | option | option | option | option | option
Antenna modes
Peak mode | [8 empty] | ■ | bar: RD7100 SL to RD7100 TLG
Null mode | [8 empty] | ■ | bar: RD7100 PL to RD7100 TLG
Peak + (Peak & Null mode with Guidance Arrow option ) | [8 empty] | ■ | bar: RD7100 SL to RD7100 TLG
Broad (Single Antenna Mode)
Guidance mode with depth, gain & current displayed | [8 empty] | ■ | bar: RD7100 SL to RD7100 TLG
Sonde
512Hz | [8 empty] | ■ | bar: RD7100 DL to RD7100 DLG; RD7100 TL to RD7100 TLG
640Hz | [8 empty] | ■ | bar: RD7100 DL to RD7100 DLG; RD7100 TL to RD7100 TLG
8kHz (8192Hz) | [8 empty] | ■ | bar: RD7100 DL to RD7100 DLG
33kHz (32768Hz) | [8 empty] | ■ | bar: RD7100 DL to RD7100 TLG
Total | 0 | 0 | 4 | 4 | 1 | 1 | 3 | 3 | 4
Passive Modes
Power (50/60 Hz selectable) broad band | [8 empty] | ■ | bar: RD7100 SL to RD7100 TLG
Passive avoidance
Power mode selective harmonics | [8 empty] | ■ | bar: RD7100 PL to RD7100 PLG
Radio | [8 empty] | ■ | bar: RD7100 SL to RD7100 TLG
CATV (31250/31468Hz)
CPS (100/120Hz) | [8 empty] | ■ | bar: RD7100 DL to RD7100 DLG
Total | 2 | 2 | 3 | 3 | 3 | 3 | 2 | 2 | 4
Active Frequencies
512Hz | [8 empty] | ■ | bar: RD7100 SLQ to RD7100 TLG
640Hz | [8 empty] | ■ | bar: RD7100 DL to RD7100 TLG
8kHz (8192Hz) | [8 empty] | ■ | bar: RD7100 SL to RD7100 TLG
33kHz (32768Hz) | [8 empty] | ■ | bar: RD7100 SL to RD7100 TLG
65kHz (65536Hz) | [8 empty] | ■ | bar: RD7100 SL to RD7100 TLG
83kHz (83077Hz) | [8 empty] | ■ | bar: RD7100 SL to RD7100 SLQ
131kHz (131072Hz) | [8 empty] | ■ | bar: RD7100 TL to RD7100 TLG
200kHz (200000Hz) | [8 empty] | ■ | bar: RD7100 TL to RD7100 TLG
Total | 4 | 5 | 5 | 5 | 5 | 5 | 7 | 7 | 8
Fault Find
8kHz (8192Hz) | [8 empty] | ■ | bar: RD7100 PL to RD7100 TLG
CDFF (Available with A Frame for CD mode - CDFF is not in Freq menu)

## Tx Settings
TX specific settings
All TXs locator models (current and past) , operation mode and active frequencies
Active Frequencies | Operation Mode | PTL (TX-10B) | PTLM (TX-10B) | PDL | PDLU | PXL | TL | PL | DL | SL | SLQ | H2O+ | RD4K | 72 | 82
163Hz | DC | • | •
CD Clamp
208Hz | DC | • | •
CD Clamp
273Hz | DC | • | •
CD Clamp
340Hz | DC | • | •
CD Clamp
400Hz | DC | • | •
CD Clamp
440Hz | DC | • | •
CD Clamp
460Hz | DC | • | •
CD Clamp
480Hz | DC | • | •
CD Clamp
484Hz | DC | • | •
CD Clamp
491Hz | DC | • | •
CD Clamp
512Hz | DC | • | • | • | • | • | • | • | • |  | • |  |  | • | •
CD Clamp
560Hz | DC | • | •
CD Clamp
570Hz | DC | • | • | • | [10 empty] | •
CD Clamp
577Hz | DC | • | • | • |  | • | [8 empty] | •
CD Clamp
584Hz | DC | • | •
CD Clamp
624Hz | DC | • | •
CD Clamp
640Hz | DC | • | • | • |  | • | • | • | • |  |  |  |  | • | •
CD Clamp
760Hz | DC | • | • | • | [10 empty] | •
CD Clamp
815Hz | DC | • | •
CD Clamp
870Hz | DC | • | • | • |  | • | [8 empty] | •
CD Clamp
920Hz | DC |  |  | • | [10 empty] | •
CD Clamp
940Hz | DC | • | • | • | • | • | [8 empty] | •
Induction
CD Clamp
982Hz | DC | • | •
Induction
CD Clamp
1090Hz | DC | • | • | [11 empty] | •
Induction
CD Clamp
1450Hz | DC | • | • | [11 empty] | •
Induction
CD Clamp
4kHz (4096Hz) | DC | • | • | • | • | • | [6 empty] | • |  | •
Induction
Clamp
CD Clamp
LPC/LCC
8kHz (8192Hz) | DC | • | • | • | • | • | • | • | • | • | • | • | • | • | •
Induction
Clamp
CD Clamp
LPC/LCC
8440Hz | DC | • | • | [11 empty] | •
Induction
Clamp
CD Clamp
LPC/LCC
9.8kHz (9820Hz) | DC | • | • | • | [7 empty] | • |  |  | •
Induction
Clamp
CD Clamp
LPC/LCC
33kHz (32,768Hz) | DC | • | • | • | • | • | • | • | • | • | • | • | • | • | •
Induction
Clamp
CD Clamp
LPC/LCC
65kHz (65,536Hz) | DC | • | • | • |  | • | • | • | • | • | • | • | • | • | •
Induction
Clamp
CD Clamp
LPC/LCC
82kHz (82,000Hz) | DC | • | • | [10 empty] | • | •
Induction
Clamp
CD Clamp
LPC/LCC
83kHz (83,000Hz) | DC | [11 empty] | •
Induction
Clamp
CD Clamp
LPC/LCC
83kHz (83,077Hz) | DC | • | • | • |  | • |  |  |  | • | • | • |  | • | •
Induction
Clamp
CD Clamp
LPC/LCC
131kHz (131,072Hz) | DC | • | • | • |  | • | • |  |  |  |  | • |  | • | •
Induction
Clamp
CD Clamp
LPC/LCC
200kHz | DC | • | • | • |  | • | • |  |  |  |  | • |  | • | •
Induction
Clamp
CD Clamp
LPC/LCC
TX5 Fault Find locator models
Fault Find | PDL | TL | PL | 72 | 82
8KFF | • | • | • | • | •
All TX10 locator models, Fault Find locator models
Fault Find | PTL (TX-10B) | PTLM (TX-10B) | PDL | PDLU | TL | PL | H2O+ | 72 | 82
8KFF | • | • | • |  | • | • |  | • | •
CDFF (See Current Direction) | • | • | • | • |  |  | • |  | •
All TX10 locator models, Fault Find locator models
CD pairs | PTL (TX-10B) | PTLM (TX-10B) | PDL | PDLU | H2O+ | 82
219.9Hz / 439.8Hz | • | • |  |  |  | •
256Hz / 512Hz | • | • | • |  |  | •
280Hz / 560Hz | • | • |  |  |  | •
285Hz / 570Hz | • | • | • |  |  | •
320Hz / 640Hz | • | • | • |  |  | •
380Hz / 760Hz | • | • | • | • |  | •
460Hz / 920Hz |  |  | • |  |  | •
680Hz / 340Hz (INV) | • | • |  |  |  | •
800Hz / 400Hz (INV) | • | • |  |  |  | •
920Hz / 460Hz (INV) | • | • |  |  |  | •
968Hz / 484Hz (INV) | • | • |  |  |  | •
1168Hz / 584Hz (INV) | • | • |  |  |  | •
1248Hz / 624Hz (INV) | • | • |  |  |  | •
4096 / 8192Hz 'MFCD' | • | • | • | • | • | •

## brain dump wish list (hidden)
|  | feature | included? | accy project | pc software | locator | Tx
Configurable transmitter over user accessable USB | Configurable transmitter over user accessable USB | Configurable transmitter over user accessable USB | yes |  |  |  | Tx
Improve "good connection" audio | Improve "good connection" audio | Poor connection / no connection audio warning | yes |  |  |  | Tx
Compass power mode | Compass power mode | Compass - power mode (user configurable) | yes |  |  | locator
Dialup frequencies (USB and/or Bluetooth) - Rx (Below 1 KHz) | Dialup frequencies (USB and/or Bluetooth) - Rx (Below 1 KHz) | 5 User configurable frequencies <1kHz | yes |  |  | locator | Tx
Strike alert in active mode | Strike alert in active mode | Active & Power StrikeAlert (user configurable) | yes |  |  | locator
Improved D Cell battery holder | Improved D Cell battery holder | opportunity may be taken to reduce risk of battery contact bounce issues | yes |  |  | locator
Improved ILOC - controlling Tx tranasmitter (using BT730) | Improved ILOC - controlling Tx tranasmitter (using BT730) | (no user benefit) | yes |  |  | locator | Tx
covered elsewhere | Adding new frequencies (4KHz,82.50 KHz, 16 Hz,480 KHz) + Medium frequency CD (current/signal direction) | covered elsewhere
USB accessible for regular upgrades etc | #N/A | configurable locator over user accessible USB | yes |  |  | locator | Tx
Li-ion battery / 3 d cell pack / nimh battery options | #N/A | option to use li-ion , 3 d-cells | yes |  |  | locator
2 d cells as standard | #N/A | 2 d cells as standard | yes |  |  | locator
micro usb | #N/A | next time out
download automatically to a memory stick - use of a cable, host | #N/A | Data extraction to USB thumb drive | yes |  |  | locator
log file saves last data of transfer | #N/A | log file saves last data of transfer | yes |  | pc software | locator
Improved accessories (clamps, clips and spool) | Improved accessories (clamps, clips and spool) | coverered elsewhere |  | accy project
cd reset as special keypress | #N/A | cd reset as special keypress | yes |  |  | locator
peak arrows | #N/A | Peak mode with switchable peak arrows | yes |  |  | locator
dc leads with banana if cost allows | #N/A | dc leads with banana if cost allows |  | accy project
bluetooth interface that doesn’t exclude possibility of future contol / replication | #N/A | bluetooth interface that doesn’t exclude possibility of future contol / replication | yes |  |  | locator | tx
save profiles in sw and share | #N/A | save profiles in sw and share | yes |  | pc software
profils download-able from rd website etc | #N/A | profils download-able from rd website etc | yes |  | pc software
server downloads of profiles | #N/A | server downloads of profiles | yes |  | pc software
push profiles to depots | #N/A | push profiles to depots | yes |  | pc software
password protected profiles | #N/A | password protected profiles | TBD |  | pc software
turn boost mode in tx on by going to max power and pressing again | #N/A | turn boost mode in tx on by going to max power and pressing again | yes |  |  |  | tx
bright arrows on dc leads to show alignment | #N/A | bright arrows on dc leads to show alignment | yes | accy project
u-shape earth stake - or optional bigger | #N/A | u-shape earth stake - or optional bigger | yes | accy project
dc leads with finer intermesh - telco lines | #N/A | dc leads with finer intermesh - telco lines | yes | accy project
4khz | #N/A | 4096Hz | yes |  |  | locator | tx
4kcd | #N/A | 2048 Hz / 4096 Hz 'MFCD' | yes |  |  | locator | tx
480k receiving | #N/A | 480kHz (Pipehorn) *is depth necc? | yes |  |  | locator
confirm key on menu rather than just backingout | #N/A | confirm key on menu rather than just backingout | yes |  |  | locator | tx
larger dc lead jaws - 39mm | #N/A | larger dc lead jaws - 39mm | yes | accy project
gain step-up/down option | #N/A | gain step-up/down option |  |  |  | locator
micro usb charging | #N/A | next time out |  |  |  | locator | tx
user id | #N/A | Display custom text on startup - PC configurable | yes |  | pc software | locator | tx
security - password power on? | #N/A | 1/day security check - PC enabled / config'd | yes |  | pc software | locator | tx
LFFF on PDL? Or RD8k on pcm | #N/A | 8k on pcm |  |  |  | locator
DC W measurement in tx –Fault Find | #N/A | True DC W measurement | yes |  |  |  | Tx
s/w to remind of calibration due dates - by account? | #N/A | s/w to remind of calibration due dates - by account? | yes |  | pc software
register units to an account | #N/A | register units to an account | yes |  | pc software
Able to set size of pipe so that you can calculate / display the distance to the top from the depth measurement. | #N/A | Able to set size of pipe so that you can calculate / display the distance to the top from the depth measurement. | yes |  | pc software
same charger rx/tx | #N/A | same charger rx/tx | yes |  |  | locator | Tx
external charging point on tx…? | #N/A | external charging point on tx…? | yes |  |  |  | Tx
run "mini ecert" without usb connection..from locator…"OK"?? If no ability to do over BT - even better automatically daily | #N/A | self test function with pass/fail display run from menu - Rx | yes |  |  | locator
some sort of ecert for Tx | #N/A | self test function with pass/fail display run from menu - Tx | yes |  |  |  | Tx
16 Hz sonde freq - DL,PDL, PXL | #N/A | 16Hz (Prototek - cast iron) | yes |  |  | locator
External UI and external user activity data logging | #N/A | bluetooth interface that doesn’t exclude possibility of future contol / replication | yes |  |  | locator | tx
menus read in local language… | #N/A | revised menu structure per other tab | yes |  |  | locator | tx
Pause before switching display to show frequency, show --- in interim - simultaenous | #N/A | Pause before switching display to show frequency, show --- in interim - simultaenous | yes |  |  | locator
default bluetooth to class 2 if not an iloc unit | #N/A | default bluetooth to class 2 if not an iloc unit | yes |  |  | locator
cd ico in tx menu freq | #N/A | cd ico in tx menu freq | yes |  |  |  | Tx
ClearTRACK in Guidance Mode (user switchable) | #N/A | ClearTRACK in Guidance Mode (user switchable) | yes |  |  | locator
improved tx audio - no farting! | #N/A | improved tx audio - no farting! | yes |  |  |  | Tx
Combined avoidance mode inc. active freqs | #N/A | Combined avoidance mode inc. active freqs | yes |  |  | locator
Guidance mode with depth & current | #VALUE! | Guidance mode with depth & current | yes |  |  | locator
10kHz (Vesala - telecoms) | #VALUE! | 10kHz (Vesala - telecoms) | yes |  |  | locator

## original eng submission (hidden)
4 outputs to Transmitter (TX)- MUX | parked
4 outputs to Transmitter (TX) - Simultaneous | parked
Configurable transmitter over user accessable USB | Configurable transmitter over user accessable USB
Configurable transmitter over Bluetooth | parked
Flashing light on TX | do as accessory
Improve "good connection" audio | Improve "good connection" audio
BT404 module replacement with BT730 | no user benefit but may be a must-do
Rx Features
Compass power mode | Compass power mode
eCert over bluetooth- (like RD Manager) + Configure locator using bluetooth | parked
Screen repeater on Mobile using bluetooth | parked
GUI rather than chip on glass | parked
Dialup frequencies (USB and/or Bluetooth) - Rx (Below 1 KHz) | Dialup frequencies (USB and/or Bluetooth) - Rx (Below 1 KHz)
Beep on Peak | parked
Distorted filed indication - Rx | parked
Strike alert in active mode | Strike alert in active mode
Improved D Cell battery holder | Improved D Cell battery holder
System features
Improved ILOC - controlling Tx tranasmitter (using BT730) | Improved ILOC - controlling Tx tranasmitter (using BT730)
Improved ILOC - controlling Tx tranasmitter (using new Technology) | parked
Auto frequency matching (TX 2RX) | parked
Adding new frequencies (4KHz,82.50 KHz, 16 Hz,480 KHz) + Medium frequency CD (current/signal direction) | Adding new frequencies (4KHz,82.50 KHz, 16 Hz,480 KHz) + Medium frequency CD (current/signal direction)
Other
Improved accessories (clamps, clips and spool) | Improved accessories (clamps, clips and spool)

## Proposed range backup (hidden)
|  |  | 1 | 2 | 3 | 4 | 5 | 6 | 7 | 8 | 9 | 10 | 11 | 12 | 13 | 14 | 15 | 16 | 17 | 18 | 19 | 20 | 21 | 22 | 23 | 24 | 25 | 26 | 27 | 28 | 29 |  | 1 | 2 | 3 | 4 | 5 | 6
|  |  | 1: RD5000; 2: RD7000+; 10: RD8000 |  | RD5000 | RD7/8000
Features |  |  | #REF! | #REF! | #REF! | #REF! | #REF! | #REF! | #REF! | #REF! | #REF! | #REF! |  | #REF! | #REF! | #REF! | #REF! |  |  | #REF! | #REF! | #REF! | #REF! | #REF! | #REF! | #REF! | #REF! | #REF! | #REF! | #REF! | #REF! |  | #REF! | #REF! | #REF! | #REF! | #REF! | #REF!
#REF! |  |  | #REF! | · | #REF! | · | #REF! | · | #REF! | · | #REF! | #REF! |  | #REF! | #REF! | #REF! | #REF! |  |  | #REF! | #REF! | #REF! | #REF! | #REF! | #REF! | #REF! | #REF! | #REF! | #REF! | #REF! | #REF! |  | #REF! | #REF! | #REF! | #REF! | #REF! | #REF!
#REF! |  |  | #REF! | #REF! | #REF! | #REF! | #REF! | #REF! | #REF! | #REF! | #REF! | #REF! |  | #REF! | #REF! | #REF! | #REF! |  |  | #REF! | #REF! | #REF! | #REF! | #REF! | #REF! | #REF! | #REF! | #REF! | #REF! | #REF! | #REF! |  | #REF! | #REF! | #REF! | #REF! | #REF! | #REF!
#REF! |  |  | #REF! | #REF! | #REF! | #REF! | #REF! | #REF! |  |  |  | #REF! |  | #REF! | #REF! | #REF! | #REF! |  |  | #REF! | #REF! | #REF! | #REF! | #REF! | #REF! | #REF! | #REF! | #REF! | #REF! | #REF! | #REF! |  | #REF! | #REF! | #REF! | #REF! | #REF! | #REF!
#REF! |  |  |  | #REF! | #REF! | #REF! | #REF! | #REF! | #REF! | #REF! | #REF! | #REF! |  | #REF! | #REF! | #REF! | #REF! |  |  | #REF! | #REF! | #REF! | #REF! | #REF! | #REF! | #REF! | #REF! | #REF! | #REF! | #REF! | #REF! |  | #REF! | #REF! | #REF! | #REF! | #REF! | #REF!
#REF! |  |  | #REF! | #REF! | #REF! | #REF! | #REF! | #REF! | #REF! | #REF! | #REF! | #REF! |  | #REF! | #REF! | #REF! | #REF! |  |  | #REF! | #REF! | #REF! | #REF! | #REF! | #REF! | #REF! | #REF! | #REF! | #REF! | #REF! | #REF! |  | #REF! | #REF! | #REF! | #REF! | #REF! | #REF!
#REF! |  |  | RD Mgr | RD Mgr | RD Mgr | RD Mgr | RD Mgr | RD Mgr | RD Mgr | RD Mgr | RD Mgr | RD Mgr |  | RD Mgr | RD Mgr | RD Mgr | RD Mgr |  |  | RD Mgr | RD Mgr | RD Mgr | RD Mgr | RD Mgr | RD Mgr | RD Mgr | RD Mgr | RD Mgr | RD Mgr | RD Mgr | RD Mgr |  | #REF! | RD Mgr | RD Mgr | RD Mgr | RD Mgr | RD Mgr
#REF! |  |  | #REF! | #REF! | #REF! | #REF! | #REF! | #REF! | #REF! | #REF! | #REF! | #REF! |  | #REF! | #REF! | #REF! | #REF! |  |  | #REF! | #REF! | #REF! | #REF! | #REF! | #REF! | #REF! | #REF! | #REF! | #REF! | #REF! | #REF! |  | #REF! | #REF! | #REF! | #REF! | #REF! | #REF!
#REF! |  |  | #REF! | #REF! | #REF! | #REF! | #REF! | #REF! | #REF! | #REF! | #REF! | #REF! |  | #REF! | #REF! | #REF! | #REF! |  |  | #REF! | #REF! | #REF! | #REF! | #REF! | #REF! | #REF! | #REF! | #REF! | #REF! | #REF! | #REF! |  | #REF! | #REF! | #REF! | #REF! | #REF! | #REF!
#REF! |  |  | #REF! | #REF! | #REF! | #REF! | #REF! | #REF! | #REF! | #REF! | #REF! | #REF! |  | #REF! | #REF! | #REF! | #REF! |  |  | #REF! | #REF! | #REF! | #REF! | #REF! | #REF! | #REF! | #REF! | #REF! | #REF! | #REF! | #REF! |  | #REF! | #REF! | #REF! | #REF! | #REF! | #REF!
#REF! |  |  | #REF! | #REF! | #REF! | #REF! | #REF! | #REF! | #REF! | #REF! | #REF! | #REF! |  | #REF! | #REF! | #REF! | #REF! |  |  | #REF! | #REF! | #REF! | #REF! | #REF! | #REF! | #REF! | #REF! | #REF! | #REF! | #REF! | #REF! |  | #REF! | #REF! | #REF! | #REF! | #REF! | #REF!
#REF! |  |  | #REF! | #REF! | #REF! | #REF! | #REF! | #REF! | #REF! | #REF! | #REF! | #REF! |  | #REF! | #REF! | #REF! | #REF! |  |  | #REF! | #REF! | #REF! | #REF! | #REF! | #REF! | #REF! | #REF! | #REF! | #REF! | #REF! | #REF! |  | #REF! | #REF! | #REF! | #REF! | #REF! | #REF!
#REF! |  |  | #REF! | #REF! | #REF! | #REF! | #REF! | #REF! | #REF! | #REF! | #REF! | #REF! |  | #REF! | #REF! | #REF! | #REF! |  |  | #REF! | #REF! | #REF! | #REF! | #REF! | #REF! | #REF! | #REF! | #REF! | #REF! | #REF! | #REF! |  | #REF! | #REF! | #REF! | #REF! | #REF! | #REF!
#REF! |  |  | #REF! | #REF! | #REF! | #REF! | #REF! | #REF! | #REF! | #REF! | #REF! | #REF! |  | #REF! | #REF! | #REF! | #REF! |  |  | #REF! | #REF! | #REF! | #REF! | #REF! | #REF! | #REF! | #REF! | #REF! | #REF! | #REF! | #REF! |  | #REF! | #REF! | #REF! | #REF! | #REF! | #REF!
#REF! |  |  | #REF! | #REF! | #REF! | #REF! | #REF! | #REF! | #REF! | #REF! | #REF! | #REF! |  | #REF! | #REF! | #REF! | #REF! |  |  | #REF! | #REF! | #REF! | #REF! | #REF! | #REF! | #REF! | #REF! | #REF! | #REF! | #REF! | #REF! |  | #REF! | #REF! | #REF! | #REF! | #REF! | #REF!
#REF! |  |  | eCert | eCert | eCert | eCert | eCert | eCert | eCert | eCert | eCert | eCert |  | eCert | eCert | eCert | eCert |  |  | eCert | eCert | eCert | eCert | eCert | eCert | eCert | eCert | eCert | eCert | eCert | eCert |  | #REF! | #REF! | #REF! | #REF! | #REF! | #REF!
#REF! |  |  | #REF! | #REF! | #REF! | #REF! | #REF! | #REF! | #REF! | #REF! | #REF! | · |  | · | · | #REF! | · |  |  | #REF! | #REF! | #REF! | #REF! | #REF! | #REF! | #REF! | #REF! | #REF! | #REF! | #REF! | #REF! |  | #REF! | #REF! | #REF! | #REF! | #REF! | #REF!
#REF! |  |  | #REF! | #REF! | #REF! | #REF! | #REF! | #REF! | #REF! | #REF! | #REF! | #REF! |  | #REF! | #REF! | #REF! | #REF! |  |  | #REF! | #REF! | #REF! | #REF! | #REF! | #REF! | #REF! | #REF! | #REF! | #REF! | #REF! | #REF! |  | #REF! | #REF! | #REF! | #REF! | #REF! | #REF!
#REF! |  |  | #REF! | #REF! | #REF! | #REF! | #REF! | #REF! | #REF! | #REF! | #REF! | #REF! |  | #REF! | #REF! | #REF! | #REF! |  |  | #REF! | #REF! | #REF! | #REF! | #REF! | #REF! | #REF! | #REF! | #REF! | #REF! | #REF! | #REF! |  | #REF! | #REF! | #REF! | #REF! | #REF! | #REF!
#REF! |  |  | #REF! | #REF! | #REF! | #REF! | #REF! | #REF! | #REF! | #REF! | #REF! | #REF! |  | #REF! | #REF! | #REF! | #REF! |  |  | #REF! | #REF! | #REF! | #REF! | #REF! | #REF! | #REF! | #REF! | #REF! | #REF! | #REF! | #REF! |  | #REF! | #REF! | #REF! | #REF! | #REF! | #REF!
#REF! |  |  | #REF! | #REF! | #REF! | #REF! | #REF! | #REF! | #REF! | #REF! | #REF! | #REF! |  | #REF! | #REF! | #REF! | #REF! |  |  | #REF! | #REF! | #REF! | #REF! | #REF! | #REF! | #REF! | #REF! | #REF! | #REF! | #REF! | #REF! |  | #REF! | #REF! | #REF! | #REF! | #REF! | #REF!
#REF! |  |  | #REF! | #REF! | #REF! | #REF! | #REF! | #REF! | #REF! | #REF! | #REF! | #REF! |  | #REF! | #REF! | #REF! | #REF! |  |  | #REF! | #REF! | #REF! | #REF! | #REF! | #REF! | #REF! | #REF! | #REF! | #REF! | #REF! | #REF! |  | #REF! | #REF! | #REF! | #REF! | #REF! | #REF!
#REF! |  |  | #REF! | #REF! | #REF! | #REF! | #REF! | #REF! | #REF! | #REF! | #REF! | #REF! |  | #REF! | #REF! | #REF! | #REF! |  |  | #REF! | #REF! | #REF! | #REF! | #REF! | #REF! | #REF! | #REF! | #REF! | #REF! | #REF! | #REF! |  | #REF! | #REF! | #REF! | #REF! | #REF! | #REF!
#REF! |  |  | #REF! | #REF! | #REF! | #REF! | #REF! | #REF! | #REF! | #REF! | #REF! | #REF! |  | #REF! | #REF! | #REF! | #REF! |  |  | #REF! | #REF! | #REF! | #REF! | #REF! | #REF! | #REF! | #REF! | #REF! | #REF! | #REF! | #REF! |  | #REF! | #REF! | #REF! | #REF! | #REF! | #REF!
#REF! |  |  | #REF! | #REF! | #REF! | #REF! | #REF! | #REF! | #REF! | #REF! | #REF! | #REF! |  | #REF! | · | #REF! | #REF! |  |  | #REF! | #REF! | #REF! | #REF! | #REF! | #REF! | #REF! | #REF! | #REF! | #REF! | #REF! | #REF! |  | #REF! | #REF! | #REF! | #REF! | #REF! | #REF!
#REF! |  |  | #REF! | #REF! | #REF! | #REF! | #REF! | #REF! | #REF! | #REF! | #REF! | #REF! |  | #REF! | #REF! | #REF! | #REF! |  |  | #REF! | #REF! | #REF! | #REF! | #REF! | #REF! | #REF! | #REF! | #REF! | #REF! | #REF! | #REF! |  | #REF! | #REF! | #REF! | #REF! | #REF! | #REF!
#REF! |  |  | #REF! | #REF! | #REF! | #REF! | #REF! | #REF! | #REF! | #REF! | #REF! | #REF! |  | #REF! | #REF! | #REF! | #REF! |  |  | #REF! | #REF! | #REF! | #REF! | #REF! | #REF! | #REF! | #REF! | #REF! | #REF! | #REF! | #REF! |  | #REF! | #REF! | #REF! | #REF! | #REF! | #REF!
#REF! |  |  | #REF! | #REF! | #REF! | #REF! | #REF! | #REF! | #REF! | #REF! | #REF! | #REF! |  | #REF! | #REF! | #REF! | #REF! |  |  | #REF! | #REF! | #REF! | #REF! | #REF! | #REF! | #REF! | #REF! | #REF! | #REF! | #REF! | #REF! |  | #REF! | #REF! | #REF! | #REF! | #REF! | #REF!
#REF! |  |  | #REF! | #REF! | #REF! | #REF! | #REF! | #REF! | #REF! | #REF! | #REF! | #REF! |  | #REF! | #REF! | #REF! | #REF! |  |  | #REF! | #REF! | #REF! | #REF! | #REF! | #REF! | #REF! | #REF! | #REF! | #REF! | #REF! | #REF! |  | #REF! | #REF! | #REF! | #REF! | #REF! | #REF!
#REF! |  |  | #REF! | #REF! | #REF! | #REF! | #REF! | #REF! | #REF! | #REF! | #REF! | #REF! |  | #REF! | #REF! | #REF! | #REF! |  |  | #REF! | #REF! | #REF! | #REF! | #REF! | #REF! | #REF! | #REF! | #REF! | #REF! | #REF! | #REF! |  | #REF! | #REF! | #REF! | #REF! | #REF! | #REF!
#REF! |  |  | #REF! | #REF! | #REF! | #REF! | #REF! | #REF! | #REF! | #REF! | #REF! | #REF! |  | #REF! | #REF! | #REF! | #REF! |  |  | #REF! | #REF! | #REF! | #REF! | #REF! | #REF! | #REF! | #REF! | #REF! | #REF! | #REF! | #REF! |  | #REF! | #REF! | #REF! | #REF! | #REF! | #REF!
#REF! |  |  | #REF! | #REF! | #REF! | #REF! | #REF! | #REF! | #REF! | #REF! | #REF! | #REF! |  | #REF! | #REF! | #REF! | #REF! |  |  | #REF! | #REF! | #REF! | #REF! | #REF! | #REF! | #REF! | #REF! | #REF! | #REF! | #REF! | #REF! |  | #REF! | #REF! | #REF! | #REF! | #REF! | #REF!
Antenna modes |  |  | #REF! | #REF! | #REF! | #REF! | #REF! | #REF! | #REF! | #REF! | #REF! | #REF! |  | #REF! | #REF! | #REF! | #REF! |  |  | #REF! | #REF! | #REF! | #REF! | #REF! | #REF! | #REF! | #REF! | #REF! | #REF! | #REF! | #REF! |  | #REF! | #REF! | #REF! | #REF! | #REF! | #REF!
#REF! |  |  | 1: #REF!; 2: #REF!; 3: #REF!; 4: #REF!; 5: #REF!; 6: #REF!; 7: #REF!; 8: #REF!; 9: #REF!
Peak mode with switchable peak arrows | bar: 10; 12 to 15; 18 to 29
#REF! |  |  | #REF! | #REF! | #REF! | #REF! | #REF! | #REF! | #REF! | #REF! | #REF! | #REF! |  | #REF! | #REF! | #REF! | #REF! |  |  | #REF! | #REF! | #REF! | #REF! | #REF! | #REF! | #REF! | #REF! | #REF! | #REF! | #REF! | #REF!
#REF! |  |  | #REF! | #REF! | #REF! | #REF! | #REF! | #REF! | #REF! | #REF! | #REF! | #REF! |  | #REF! | #REF! | #REF! | #REF! |  |  | #REF! | #REF! | #REF! | #REF! | #REF! | #REF! | #REF! | #REF! | #REF! | #REF! | #REF! | #REF!
#REF! |  |  | #REF! | #REF! | #REF! | #REF! | #REF! | #REF! | #REF! | #REF! | #REF! | #REF! |  | #REF! | #REF! | #REF! | #REF! |  |  | #REF! | #REF! | #REF! | #REF! | #REF! | #REF! | #REF! | #REF! | #REF! | #REF! | #REF! | #REF!
#REF! |  |  | #REF! | #REF! | #REF! | #REF! | #REF! | #REF! | #REF! | #REF! | #REF! | #REF! |  | #REF! | #REF! | #REF! | #REF! |  |  | #REF! | #REF! | #REF! | #REF! | #REF! | #REF! | #REF! | #REF! | #REF! | #REF! | #REF! | #REF!
#REF! |  |  | #REF! | #REF! | #REF! | #REF! | #REF! | #REF! | #REF! | #REF! | #REF! | #REF! |  | #REF! | #REF! | #REF! | #REF! |  |  | #REF! | #REF! | #REF! | #REF! | #REF! | #REF! | #REF! | #REF! | #REF! | #REF! | #REF! | #REF!
#REF! |  |  | #REF! | #REF! | #REF! | #REF! | #REF! | #REF! | #REF! | #REF! | #REF! | #REF! |  | #REF! | #REF! | #REF! | #REF! |  |  | #REF! | #REF! | #REF! | #REF! | #REF! | #REF! | #REF! | #REF! | #REF! | #REF! | #REF! | #REF!
#REF! |  |  | #REF! | #REF! | #REF! | #REF! | #REF! | #REF! | #REF! | #REF! | #REF! | #REF! |  | #REF! | #REF! | #REF! | #REF! |  |  | #REF! | #REF! | #REF! | #REF! | #REF! | #REF! | #REF! | #REF! | #REF! | #REF! | #REF! | #REF!
Sonde Frequencies |  |  | #REF! | #REF! | #REF! | #REF! | #REF! | #REF! | #REF! | #REF! | #REF! | #REF! |  | #REF! | #REF! | #REF! | #REF! |  |  | #REF! | #REF! | #REF! | #REF! | #REF! | #REF! | #REF! | #REF! | #REF! | #REF! | #REF! | #REF! |  | #REF! | #REF! | #REF! | #REF! | #REF! | #REF!
16Hz | bar: 4 to 5; 15; 18 to 29
#REF! |  |  | #REF! | #REF! | #REF! | #REF! | #REF! | #REF! | #REF! | #REF! | #REF! | #REF! |  | #REF! | #REF! | #REF! | #REF! |  |  | #REF! | #REF! | #REF! | #REF! | #REF! | #REF! | #REF! | #REF! | #REF! | #REF! | #REF! | #REF!
#REF! |  |  | #REF! | #REF! | #REF! | #REF! | #REF! | #REF! | #REF! | #REF! | #REF! | #REF! |  | #REF! | #REF! | #REF! | #REF! |  |  | #REF! | #REF! | #REF! | #REF! | #REF! | #REF! | #REF! | #REF! | #REF! | #REF! | #REF! | #REF!
#REF! |  |  | #REF! | #REF! | #REF! | #REF! | #REF! | #REF! | #REF! | #REF! | #REF! | #REF! |  | #REF! | #REF! | #REF! | #REF! |  |  | #REF! | #REF! | #REF! | #REF! | #REF! | #REF! | #REF! | #REF! | #REF! | #REF! | #REF! | #REF!
#REF! |  |  | #REF! | #REF! | #REF! | #REF! | #REF! | #REF! | #REF! | #REF! | #REF! | #REF! |  | #REF! | #REF! | #REF! | #REF! |  |  | #REF! | #REF! | #REF! | #REF! | #REF! | #REF! | #REF! | #REF! | #REF! | #REF! | #REF! | #REF!
Passive Modes |  |  | #REF! | #REF! | #REF! | #REF! | #REF! | #REF! | #REF! | #REF! | #REF! | #REF! |  | #REF! | #REF! | #REF! | #REF! |  |  | #REF! | #REF! | #REF! | #REF! | #REF! | #REF! | #REF! | #REF! | #REF! | #REF! | #REF! | #REF! |  | #REF! | #REF! | #REF! | #REF! | #REF! | #REF!
#REF! |  |  |  | · | · | · | · | · | · | · | · | · |  | · | #REF! | #REF! | #REF! |  |  | #REF! | #REF! | #REF! | #REF! | #REF! | #REF! | #REF! | #REF! | #REF! | #REF! | #REF! | #REF!
#REF! |  |  |  | · | · | · | · | · | · | · | · | · |  | · | #REF! | #REF! | #REF! |  |  | #REF! | #REF! | #REF! | #REF! | #REF! | #REF! | #REF! | #REF! | #REF! | #REF! | #REF! | #REF!
#REF! |  |  | 13: #REF!; 14: #REF!; 15: #REF!; 18: #REF!; 19: #REF!; 20: #REF!; 21: #REF!; 22: #REF!; 23: #REF!; 24: #REF!; 25: #REF!; 26: #REF!; 27: #REF!; 28: #REF!; 29: #REF!
#REF! |  |  | 4: ·; 5: ·; 13: #REF!; 14: #REF!; 15: #REF!; 18: #REF!; 19: #REF!; 20: #REF!; 21: #REF!; 22: #REF!; 23: #REF!; 24: #REF!; 25: #REF!; 26: #REF!; 27: #REF!; 28: #REF!; 29: #REF!
Combined avoidance mode with active freqs |  |  | 13: #REF!; 14: #REF!; 15: #REF!; 18: #REF!; 19: #REF!; 20: #REF!; 21: #REF!; 22: #REF!; 23: #REF!; 24: #REF!; 25: #REF!; 26: #REF!; 27: #REF!; 28: #REF!; 29: #REF!
Active Frequencies |  |  | #REF! | #REF! | #REF! | #REF! | #REF! | #REF! | #REF! | #REF! | #REF! | #REF! |  | #REF! | #REF! | #REF! | #REF! |  |  | #REF! | #REF! | #REF! | #REF! | #REF! | #REF! | #REF! | #REF! | #REF! | #REF! | #REF! | #REF! |  | #REF! | #REF! | #REF! | #REF! | #REF! | #REF!
#REF! |  |  | 13: #REF!; 14: #REF!; 15: #REF!; 18: #REF!; 19: #REF!; 20: #REF!; 21: #REF!; 22: #REF!; 23: #REF!; 24: #REF!; 25: #REF!; 26: #REF!; 27: #REF!; 28: #REF!; 29: #REF! | #REF! | #REF! | #REF! | #REF! | #REF! | #REF! | #REF!
5 User configurable frequencies <1kHz | bar: 10; 12 to 15; 18 to 23
#REF! |  |  | 13: #REF!; 14: #REF!; 15: #REF!; 18: #REF!; 19: #REF!; 20: #REF!; 21: #REF!; 22: #REF!; 23: #REF!; 24: #REF!; 25: #REF!; 26: #REF!; 27: #REF!; 28: #REF!; 29: #REF! | #REF! | #REF! | #REF! | #REF! | #REF! | #REF! | #REF!
#REF! |  |  | 13: #REF!; 14: #REF!; 15: #REF!; 18: #REF!; 19: #REF!; 20: #REF!; 21: #REF!; 22: #REF!; 23: #REF!; 24: #REF!; 25: #REF!; 26: #REF!; 27: #REF!; 28: #REF!; 29: #REF! | #REF! | #REF! | #REF! | #REF! | #REF! | #REF! | #REF!
#REF! |  |  | 13: #REF!; 14: #REF!; 15: #REF!; 18: #REF!; 19: #REF!; 20: #REF!; 21: #REF!; 22: #REF!; 23: #REF!; 24: #REF!; 25: #REF!; 26: #REF!; 27: #REF!; 28: #REF!; 29: #REF! | #REF! | #REF! | #REF! | #REF! | #REF! | #REF! | #REF!
#REF! |  |  | 13: #REF!; 14: #REF!; 15: #REF!; 18: #REF!; 19: #REF!; 20: #REF!; 21: #REF!; 22: #REF!; 23: #REF!; 24: #REF!; 25: #REF!; 26: #REF!; 27: #REF!; 28: #REF!; 29: #REF! | #REF! | #REF! | #REF! | #REF! | #REF! | #REF! | #REF!
#REF! |  |  | 13: #REF!; 14: #REF!; 15: #REF!; 18: #REF!; 19: #REF!; 20: #REF!; 21: #REF!; 22: #REF!; 23: #REF!; 24: #REF!; 25: #REF!; 26: #REF!; 27: #REF!; 28: #REF!; 29: #REF! | #REF! | #REF! | #REF! | #REF! | #REF! | #REF! | #REF!
#REF! |  |  | 13: #REF!; 14: #REF!; 15: #REF!; 18: #REF!; 19: #REF!; 20: #REF!; 21: #REF!; 22: #REF!; 23: #REF!; 24: #REF!; 25: #REF!; 26: #REF!; 27: #REF!; 28: #REF!; 29: #REF! | #REF! | #REF! | #REF! | #REF! | #REF! | #REF! | #REF!
#REF! |  |  | 13: #REF!; 14: #REF!; 15: #REF!; 18: #REF!; 19: #REF!; 20: #REF!; 21: #REF!; 22: #REF!; 23: #REF!; 24: #REF!; 25: #REF!; 26: #REF!; 27: #REF!; 28: #REF!; 29: #REF! | #REF! | #REF! | #REF! | #REF! | #REF! | #REF! | #REF!
#REF! |  |  | 13: #REF!; 14: #REF!; 15: #REF!; 18: #REF!; 19: #REF!; 20: #REF!; 21: #REF!; 22: #REF!; 23: #REF!; 24: #REF!; 25: #REF!; 26: #REF!; 27: #REF!; 28: #REF!; 29: #REF! | #REF! | #REF! | #REF! | #REF! | #REF! | #REF! | #REF!
#REF! |  |  | 13: #REF!; 14: #REF!; 15: #REF!; 18: #REF!; 19: #REF!; 20: #REF!; 21: #REF!; 22: #REF!; 23: #REF!; 24: #REF!; 25: #REF!; 26: #REF!; 27: #REF!; 28: #REF!; 29: #REF! | #REF! | #REF! | #REF! | #REF! | #REF! | #REF! | #REF!
#REF! |  |  | 13: #REF!; 14: #REF!; 15: #REF!; 18: #REF!; 19: #REF!; 20: #REF!; 21: #REF!; 22: #REF!; 23: #REF!; 24: #REF!; 25: #REF!; 26: #REF!; 27: #REF!; 28: #REF!; 29: #REF! | #REF! | #REF! | #REF! | #REF! | #REF! | #REF! | #REF!
#REF! | [5 empty] | · | · | · | · | · | · | · |  | · | #REF! | #REF! | #REF! |  |  | #REF! | #REF! | #REF! | #REF! | #REF! | #REF! | #REF! | #REF! | #REF! | #REF! | #REF! | #REF! | #REF! | #REF! | #REF! | #REF! | #REF! | #REF! | #REF!
#REF! |  |  | 13: #REF!; 14: #REF!; 15: #REF!; 18: #REF!; 19: #REF!; 20: #REF!; 21: #REF!; 22: #REF!; 23: #REF!; 24: #REF!; 25: #REF!; 26: #REF!; 27: #REF!; 28: #REF!; 29: #REF! | #REF! | #REF! | #REF! | #REF! | #REF! | #REF! | #REF!
#REF! |  |  | 13: #REF!; 14: #REF!; 15: #REF!; 18: #REF!; 19: #REF!; 20: #REF!; 21: #REF!; 22: #REF!; 23: #REF!; 24: #REF!; 25: #REF!; 26: #REF!; 27: #REF!; 28: #REF!; 29: #REF! | #REF! | #REF! | #REF! | #REF! | #REF! | #REF! | #REF!
#REF! |  |  | 10: ·; 12: ·; 13: #REF!; 14: #REF!; 15: #REF!; 18: #REF!; 19: #REF!; 20: #REF!; 21: #REF!; 22: #REF!; 23: #REF!; 24: #REF!; 25: #REF!; 26: #REF!; 27: #REF!; 28: #REF!; 29: #REF! | #REF! | #REF! | #REF! | #REF! | #REF! | #REF! | #REF!
#REF! |  |  | 13: #REF!; 14: #REF!; 15: #REF!; 18: #REF!; 19: #REF!; 20: #REF!; 21: #REF!; 22: #REF!; 23: #REF!; 24: #REF!; 25: #REF!; 26: #REF!; 27: #REF!; 28: #REF!; 29: #REF! | #REF! | #REF! | #REF! | #REF! | #REF! | #REF! | #REF!
#REF! |  |  | 13: #REF!; 14: #REF!; 15: #REF!; 18: #REF!; 19: #REF!; 20: #REF!; 21: #REF!; 22: #REF!; 23: #REF!; 24: #REF!; 25: #REF!; 26: #REF!; 27: #REF!; 28: #REF!; 29: #REF! | #REF! | #REF! | #REF! | #REF! | #REF! | #REF! | #REF!
#REF! | [5 empty] | · | · | · | · | · | · | · |  | · | #REF! | #REF! | #REF! |  |  | #REF! | #REF! | #REF! | #REF! | #REF! | #REF! | #REF! | #REF! | #REF! | #REF! | #REF! | #REF! | #REF! | #REF! | #REF! | #REF! | #REF! | #REF! | #REF!
#REF! |  |  | 13: #REF!; 14: #REF!; 15: #REF!; 18: #REF!; 19: #REF!; 20: #REF!; 21: #REF!; 22: #REF!; 23: #REF!; 24: #REF!; 25: #REF!; 26: #REF!; 27: #REF!; 28: #REF!; 29: #REF! | #REF! | #REF! | #REF! | #REF! | #REF! | #REF! | #REF!
#REF! |  |  | 13: #REF!; 14: #REF!; 15: #REF!; 18: #REF!; 19: #REF!; 20: #REF!; 21: #REF!; 22: #REF!; 23: #REF!; 24: #REF!; 25: #REF!; 26: #REF!; 27: #REF!; 28: #REF!; 29: #REF! | #REF! | #REF! | #REF! | #REF! | #REF! | #REF! | #REF!
#REF! |  |  | 10: ·; 12: ·; 13: #REF!; 14: #REF!; 15: #REF!; 18: #REF!; 19: #REF!; 20: #REF!; 21: #REF!; 22: #REF!; 23: #REF!; 24: #REF!; 25: #REF!; 26: #REF!; 27: #REF!; 28: #REF!; 29: #REF! | #REF! | #REF! | #REF! | #REF! | #REF! | #REF! | #REF!
#REF! |  |  | 13: #REF!; 14: #REF!; 15: #REF!; 18: #REF!; 19: #REF!; 20: #REF!; 21: #REF!; 22: #REF!; 23: #REF!; 24: #REF!; 25: #REF!; 26: #REF!; 27: #REF!; 28: #REF!; 29: #REF! | #REF! | #REF! | #REF! | #REF! | #REF! | #REF! | #REF!
#REF! |  |  | 10: ·; 12: ·; 13: #REF!; 14: #REF!; 15: #REF!; 18: #REF!; 19: #REF!; 20: #REF!; 21: #REF!; 22: #REF!; 23: #REF!; 24: #REF!; 25: #REF!; 26: #REF!; 27: #REF!; 28: #REF!; 29: #REF! | #REF! | #REF! | #REF! | #REF! | #REF! | #REF! | #REF!
#REF! |  |  | 13: #REF!; 14: #REF!; 15: #REF!; 18: #REF!; 19: #REF!; 20: #REF!; 21: #REF!; 22: #REF!; 23: #REF!; 24: #REF!; 25: #REF!; 26: #REF!; 27: #REF!; 28: #REF!; 29: #REF! | #REF! | #REF! | #REF! | #REF! | #REF! | #REF! | #REF!
#REF! |  |  | 13: #REF!; 14: #REF!; 15: #REF!; 18: #REF!; 19: #REF!; 20: #REF!; 21: #REF!; 22: #REF!; 23: #REF!; 24: #REF!; 25: #REF!; 26: #REF!; 27: #REF!; 28: #REF!; 29: #REF! | #REF! | #REF! | #REF! | #REF! | #REF! | #REF! | #REF!
#REF! |  |  | 13: #REF!; 14: #REF!; 15: #REF!; 18: #REF!; 19: #REF!; 20: #REF!; 21: #REF!; 22: #REF!; 23: #REF!; 24: #REF!; 25: #REF!; 26: #REF!; 27: #REF!; 28: #REF!; 29: #REF! | #REF! | #REF! | #REF! | #REF! | #REF! | #REF! | #REF!
#REF! | [11 empty] | · |  | · | · | · | · |  | · | · | · | · | #REF! | #REF! | #REF! | #REF! | #REF! | #REF! | #REF! | #REF! | #REF! | #REF! | #REF! | #REF! | #REF! | #REF! | #REF! | #REF!
#REF! |  |  |  | · | · | · | · | · | · | · | · | · |  | · | #REF! | #REF! | #REF! |  |  | #REF! | #REF! | #REF! | #REF! | #REF! | #REF! | #REF! | #REF! | #REF! | #REF! | #REF! | #REF! | #REF! | #REF! | #REF! | #REF! | #REF! | #REF! | #REF!
#REF! |  |  | 13: #REF!; 14: #REF!; 15: #REF!; 18: #REF!; 19: #REF!; 20: #REF!; 21: #REF!; 22: #REF!; 23: #REF!; 24: #REF!; 25: #REF!; 26: #REF!; 27: #REF!; 28: #REF!; 29: #REF! | #REF! | #REF! | #REF! | #REF! | #REF! | #REF! | #REF!
#REF! |  |  | 13: #REF!; 14: #REF!; 15: #REF!; 18: #REF!; 19: #REF!; 20: #REF!; 21: #REF!; 22: #REF!; 23: #REF!; 24: #REF!; 25: #REF!; 26: #REF!; 27: #REF!; 28: #REF!; 29: #REF! | #REF! | #REF! | #REF! | #REF! | #REF! | #REF! | #REF!
#REF! |  |  |  | · | · | · | · | · | · | · | · | · |  | · | #REF! | #REF! | #REF! |  |  | #REF! | #REF! | #REF! | #REF! | #REF! | #REF! | #REF! | #REF! | #REF! | #REF! | #REF! | #REF! | #REF! | #REF! | #REF! | #REF! | #REF! | #REF! | #REF!
#REF! |  |  |  | · | · | · | · | · | · | · | · | · |  | · | #REF! | #REF! | #REF! |  |  | #REF! | #REF! | #REF! | #REF! | #REF! | #REF! | #REF! | #REF! | #REF! | #REF! | #REF! | #REF! | #REF! | #REF! | #REF! | #REF! | #REF! | #REF! | #REF!
#REF! |  |  | 13: #REF!; 14: #REF!; 15: #REF!; 18: #REF!; 19: #REF!; 20: #REF!; 21: #REF!; 22: #REF!; 23: #REF!; 24: #REF!; 25: #REF!; 26: #REF!; 27: #REF!; 28: #REF!; 29: #REF! | #REF! | #REF! | #REF! | #REF! | #REF! | #REF! | #REF!
#REF! |  |  | · | · | · |  |  |  |  | · | · | · |  | · | #REF! | #REF! | #REF! |  |  | #REF! | #REF! | #REF! | #REF! | #REF! | #REF! | #REF! | #REF! | #REF! | #REF! | #REF! | #REF! | #REF! | #REF! | #REF! | #REF! | #REF! | #REF! | #REF!
#REF! | [9 empty] | · | · | · |  | · | #REF! | #REF! | #REF! |  |  | #REF! | #REF! | #REF! | #REF! | #REF! | #REF! | #REF! | #REF! | #REF! | #REF! | #REF! | #REF! | #REF! | #REF! | #REF! | #REF! | #REF! | #REF! | #REF!
#REF! | [9 empty] | · | · | · |  | · | #REF! | #REF! | #REF! |  |  | #REF! | #REF! | #REF! | #REF! | #REF! | #REF! | #REF! | #REF! | #REF! | #REF! | #REF! | #REF! | #REF! | #REF! | #REF! | #REF! | #REF! | #REF! | #REF!
Fault Find |  |  | #REF! | #REF! | #REF! | #REF! | #REF! | #REF! | #REF! | #REF! | #REF! | #REF! |  | #REF! | #REF! | #REF! | #REF! |  |  | #REF! | #REF! | #REF! | #REF! | #REF! | #REF! | #REF! | #REF! | #REF! | #REF! | #REF! | #REF! |  | #REF! | #REF! | #REF! | #REF! | #REF! | #REF!
#REF! |  |  | #REF! | #REF! | #REF! | #REF! | #REF! | #REF! | #REF! | #REF! | #REF! | #REF! |  | #REF! | #REF! | #REF! | #REF! |  |  | #REF! | #REF! | #REF! | #REF! | #REF! | #REF! | #REF! | #REF! | #REF! | #REF! | #REF! | #REF! |  | #REF! | #REF! | #REF! | #REF! | #REF! | #REF!
#REF! |  |  | #REF! | #REF! | #REF! | #REF! | #REF! | #REF! | #REF! | #REF! | #REF! | #REF! |  | #REF! | #REF! | #REF! | #REF! |  |  | #REF! | #REF! | #REF! | #REF! | #REF! | #REF! | #REF! | #REF! | #REF! | #REF! | #REF! | #REF! |  | #REF! | #REF! | #REF! | #REF! | #REF! | #REF!
CD/LF Frequency Pair / Active Frequency |  |  | #REF! | #REF! | #REF! | #REF! | #REF! | #REF! | #REF! | #REF! | #REF! | #REF! |  | #REF! | #REF! | #REF! | #REF! |  |  | #REF! | #REF! | #REF! | #REF! | #REF! | #REF! | #REF! | #REF! | #REF! | #REF! | #REF! | #REF! |  | #REF! | #REF! | #REF! | #REF! | #REF! | #REF!
#REF! |  |  | #REF! | #REF! | #REF! | #REF! | #REF! | #REF! | #REF! | #REF! | #REF! | #REF! |  | #REF! | #REF! | #REF! | #REF! |  |  | #REF! | #REF! | #REF! | #REF! | #REF! | #REF! | #REF! | #REF! | #REF! | #REF! | #REF! | #REF! |  | #REF! | #REF! | #REF! | #REF! | #REF! | #REF!
#REF! |  |  | #REF! | #REF! | #REF! | #REF! | #REF! | #REF! | #REF! | #REF! | #REF! | #REF! |  | #REF! | #REF! | #REF! | #REF! |  |  | #REF! | #REF! | #REF! | #REF! | #REF! | #REF! | #REF! | #REF! | #REF! | #REF! | #REF! | #REF! |  | #REF! | #REF! | #REF! | #REF! | #REF! | #REF!
#REF! |  |  | #REF! | #REF! | #REF! | #REF! | #REF! | #REF! | #REF! | #REF! | #REF! | #REF! |  | #REF! | #REF! | #REF! | #REF! |  |  | #REF! | #REF! | #REF! | #REF! | #REF! | #REF! | #REF! | #REF! | #REF! | #REF! | #REF! | #REF! |  | #REF! | #REF! | #REF! | #REF! | #REF! | #REF!
#REF! |  |  | #REF! | #REF! | #REF! | #REF! | #REF! | #REF! | #REF! | #REF! | #REF! | #REF! |  | #REF! | #REF! | #REF! | #REF! |  |  | #REF! | #REF! | #REF! | #REF! | #REF! | #REF! | #REF! | #REF! | #REF! | #REF! | #REF! | #REF! |  | #REF! | #REF! | #REF! | #REF! | #REF! | #REF!
#REF! |  |  | #REF! | #REF! | #REF! | #REF! | #REF! | #REF! | #REF! | #REF! | #REF! | #REF! |  | #REF! | #REF! | #REF! | #REF! |  |  | #REF! | #REF! | #REF! | #REF! | #REF! | #REF! | #REF! | #REF! | #REF! | #REF! | #REF! | #REF! |  | #REF! | #REF! | #REF! | #REF! | #REF! | #REF!
#REF! |  |  | #REF! | #REF! | #REF! | #REF! | #REF! | #REF! | #REF! | #REF! | #REF! | #REF! |  | #REF! | #REF! | #REF! | #REF! |  |  | #REF! | #REF! | #REF! | #REF! | #REF! | #REF! | #REF! | #REF! | #REF! | #REF! | #REF! | #REF! |  | #REF! | #REF! | #REF! | #REF! | #REF! | #REF!
#REF! |  |  | #REF! | #REF! | #REF! | #REF! | #REF! | #REF! | #REF! | #REF! | #REF! | #REF! |  | #REF! | #REF! | #REF! | #REF! |  |  | #REF! | #REF! | #REF! | #REF! | #REF! | #REF! | #REF! | #REF! | #REF! | #REF! | #REF! | #REF! |  | #REF! | #REF! | #REF! | #REF! | #REF! | #REF!
#REF! |  |  | #REF! | #REF! | #REF! | #REF! | #REF! | #REF! | #REF! | #REF! | #REF! | #REF! |  | #REF! | #REF! | #REF! | #REF! |  |  | #REF! | #REF! | #REF! | #REF! | #REF! | #REF! | #REF! | #REF! | #REF! | #REF! | #REF! | #REF! |  | #REF! | #REF! | #REF! | #REF! | #REF! | #REF!
#REF! |  |  | #REF! | #REF! | #REF! | #REF! | #REF! | #REF! | #REF! | #REF! | #REF! | #REF! |  | #REF! | #REF! | #REF! | #REF! |  |  | #REF! | #REF! | #REF! | #REF! | #REF! | #REF! | #REF! | #REF! | #REF! | #REF! | #REF! | #REF! |  | #REF! | #REF! | #REF! | #REF! | #REF! | #REF!
#REF! |  |  | #REF! | #REF! | #REF! | #REF! | #REF! | #REF! | #REF! | #REF! | #REF! | #REF! |  | #REF! | #REF! | #REF! | #REF! |  |  | #REF! | #REF! | #REF! | #REF! | #REF! | #REF! | #REF! | #REF! | #REF! | #REF! | #REF! | #REF! |  | #REF! | #REF! | #REF! | #REF! | #REF! | #REF!
#REF! |  |  | #REF! | #REF! | #REF! | #REF! | #REF! | #REF! | #REF! | #REF! | #REF! | #REF! |  | #REF! | #REF! | #REF! | #REF! |  |  | #REF! | #REF! | #REF! | #REF! | #REF! | #REF! | #REF! | #REF! | #REF! | #REF! | #REF! | #REF! |  | #REF! | #REF! | #REF! | #REF! | #REF! | #REF!
#REF! |  |  | #REF! | #REF! | #REF! | #REF! | #REF! | #REF! | #REF! | #REF! | #REF! | #REF! |  | #REF! | #REF! | #REF! | #REF! |  |  | #REF! | #REF! | #REF! | #REF! | #REF! | #REF! | #REF! | #REF! | #REF! | #REF! | #REF! | #REF! |  | #REF! | #REF! | #REF! | #REF! | #REF! | #REF!
#REF! |  |  | #REF! | #REF! | #REF! | #REF! | #REF! | #REF! | #REF! | #REF! | #REF! | #REF! |  | #REF! | #REF! | #REF! | #REF! |  |  | #REF! | #REF! | #REF! | #REF! | #REF! | #REF! | #REF! | #REF! | #REF! | #REF! | #REF! | #REF! |  | #REF! | #REF! | #REF! | #REF! | #REF! | #REF!
2048 Hz / 4096 Hz | [36 empty] | · | · | bar: 15; 18 to 29
Markers |  |  | #REF! | #REF! | #REF! | #REF! | #REF! | #REF! | #REF! | #REF! | #REF! | #REF! |  | #REF! | #REF! | #REF! | #REF! |  |  | #REF! | #REF! | #REF! | #REF! | #REF! | #REF! | #REF! | #REF! | #REF! | #REF! | #REF! | #REF! |  | #REF! | #REF! | #REF! | #REF! | #REF! | #REF!
#REF! | #REF! | #REF! | #REF! | #REF! | #REF! | #REF! | #REF! | #REF! | #REF! | #REF! | #REF! | #REF! |  | #REF! | #REF! | #REF! | #REF! |  |  | #REF! | #REF! | #REF! | #REF! | #REF! | #REF! | #REF! | #REF! | #REF! | #REF! | #REF! | #REF! |  | #REF! | #REF! | #REF! | #REF! | #REF! | #REF!
#REF! | #REF! | #REF! | #REF! | #REF! | #REF! | #REF! | #REF! | #REF! | #REF! | #REF! | #REF! | #REF! |  | #REF! | #REF! | #REF! | #REF! |  |  | #REF! | #REF! | #REF! | #REF! | #REF! | #REF! | #REF! | #REF! | #REF! | #REF! | #REF! | #REF! |  | #REF! | #REF! | #REF! | #REF! | #REF! | #REF!
#REF! | #REF! | #REF! | #REF! | #REF! | #REF! | #REF! | #REF! | #REF! | #REF! | #REF! | #REF! | #REF! |  | #REF! | #REF! | #REF! | #REF! |  |  | #REF! | #REF! | #REF! | #REF! | #REF! | #REF! | #REF! | #REF! | #REF! | #REF! | #REF! | #REF! |  | #REF! | #REF! | #REF! | #REF! | #REF! | #REF!
#REF! | #REF! | #REF! | #REF! | #REF! | #REF! | #REF! | #REF! | #REF! | #REF! | #REF! | #REF! | #REF! |  | #REF! | #REF! | #REF! | #REF! |  |  | #REF! | #REF! | #REF! | #REF! | #REF! | #REF! | #REF! | #REF! | #REF! | #REF! | #REF! | #REF! |  | #REF! | #REF! | #REF! | #REF! | #REF! | #REF!
#REF! | #REF! | #REF! | #REF! | #REF! | #REF! | #REF! | #REF! | #REF! | #REF! | #REF! | #REF! | #REF! |  | #REF! | #REF! | #REF! | #REF! |  |  | #REF! | #REF! | #REF! | #REF! | #REF! | #REF! | #REF! | #REF! | #REF! | #REF! | #REF! | #REF! |  | #REF! | #REF! | #REF! | #REF! | #REF! | #REF!
#REF! | #REF! | #REF! | #REF! | #REF! | #REF! | #REF! | #REF! | #REF! | #REF! | #REF! | #REF! | #REF! |  | #REF! | #REF! | #REF! | #REF! |  |  | #REF! | #REF! | #REF! | #REF! | #REF! | #REF! | #REF! | #REF! | #REF! | #REF! | #REF! | #REF! |  | #REF! | #REF! | #REF! | #REF! | #REF! | #REF!
#REF! | #REF! | #REF! | #REF! | #REF! | #REF! | #REF! | #REF! | #REF! | #REF! | #REF! | #REF! | #REF! |  | #REF! | #REF! | #REF! | #REF! |  |  | #REF! | #REF! | #REF! | #REF! | #REF! | #REF! | #REF! | #REF! | #REF! | #REF! | #REF! | #REF! |  | #REF! | #REF! | #REF! | #REF! | #REF! | #REF!
#REF! | #REF! | #REF! | #REF! | #REF! | #REF! | #REF! | #REF! | #REF! | #REF! | #REF! | #REF! | #REF! |  | #REF! | #REF! | #REF! | #REF! |  |  | #REF! | #REF! | #REF! | #REF! | #REF! | #REF! | #REF! | #REF! | #REF! | #REF! | #REF! | #REF! |  | #REF! | #REF! | #REF! | #REF! | #REF! | #REF!
#REF! | #REF! | #REF! | #REF! | #REF! | #REF! | #REF! | #REF! | #REF! | #REF! | #REF! | #REF! | #REF! |  | #REF! | #REF! | #REF! | #REF! |  |  | #REF! | #REF! | #REF! | #REF! | #REF! | #REF! | #REF! | #REF! | #REF! | #REF! | #REF! | #REF! |  | #REF! | #REF! | #REF! | #REF! | #REF! | #REF!

## Range summary (hidden)
|  |  | 1 | 2 | 3 | 4 | 5 | 6 | 7 | 8 | 9 | 10 | 11 | 12 | 13 | 14 | 15 | 16 | 17 | 18 | 19 | 20 | 21 | 22 | 23 | 24 | 25 | 26 | 27 | 28 | 29 |  | 1 | 2 | 3 | 4 | 5 | 6 |  |  | deleted | deleted | deleted | deleted | deleted | deleted | deleted
|  |  | 1: RD5100; 3: RD7100; 23: RD8100 |  | RD5000 | RD71/8100 |  |  |  |  | PCM
Locate features |  |  | WLI | #REF! | #REF! | #REF! | #REF! | DLG | #REF! | DLMG | #REF! | PLG | PLM | PLMG | #REF! | TLG | TLM | TLMG | #REF! | PXLG | #REF! | #REF! | #REF! | PDLG | #REF! | #REF! | PTL | PTLG | #REF! | #REF! | PCMG |  | #REF! | #REF! | #REF! | #REF! | #REF! | #REF! | PCM Tx | SPCM Tx | PXLL | PXLML | PDLL | PDLML | PTLL | PTLML | PCM
Simultaneous display of depth and current |  |  | #REF! | #REF! | #REF! | #REF! | #REF! |  | #REF! |  | #REF! |  | #REF! | #REF! | #REF! |  |  | #REF! | · | · | #REF! | #REF! | · | · | #REF! | #REF! | · | · | #REF! | #REF! | · |  | #REF! | #REF! | #REF! | #REF! | #REF! | #REF! |  |  | · | · | · | · | · | · | ·
#REF! |  |  | #REF! | #REF! | #REF! | #REF! | #REF! |  | #REF! |  | #REF! |  | #REF! | #REF! | #REF! |  |  | #REF! | #REF! |  | #REF! | #REF! | #REF! | · | #REF! | #REF! | · | · | #REF! | #REF! | · |  | #REF! | #REF! | #REF! | #REF! | #REF! | #REF! |  |  |  |  | · | · | · | · | ·
#REF! |  |  | #REF! | #REF! | #REF! | #REF! | #REF! | · | #REF! | · | #REF! | · | #REF! | #REF! | #REF! | · | · | #REF! | #REF! | · | #REF! | #REF! | #REF! | · | #REF! | #REF! | · | · | #REF! | #REF! | · |  | #REF! | #REF! | #REF! | #REF! | #REF! | #REF! |  |  | · | · | · | · | · | · | ·
Compass - power mode (user configurable) | [40 empty] | · | · | · | · | · | · | · | bar: 9 to 12; 17 to 29
#REF! |  |  | #REF! | #REF! | #REF! | #REF! | #REF! | · | #REF! | · | #REF! | · | #REF! | #REF! | #REF! | · | · | #REF! | #REF! | · | #REF! | #REF! | #REF! | · | #REF! | #REF! | · | · | #REF! | #REF! | · |  | #REF! | #REF! | #REF! | #REF! | #REF! | #REF! |  |  | · | · | · | · | · | · | ·
#REF! |  |  | #REF! | #REF! | #REF! | #REF! | #REF! | · | #REF! | · | #REF! | · | #REF! | #REF! | #REF! | · | · | #REF! | #REF! | · | #REF! | #REF! | #REF! | · | #REF! | #REF! | · | · | #REF! | #REF! | · |  | #REF! | #REF! | #REF! | #REF! | #REF! | #REF! |  |  | · | · | · | · | · | · | ·
Active & Power StrikeAlert (user configurable) |  |  | #REF! | #REF! | #REF! | #REF! | #REF! | · | #REF! | · | #REF! | · | #REF! | #REF! | #REF! | · | · | #REF! | #REF! | · | #REF! | #REF! | #REF! | · | #REF! | #REF! | · | · | #REF! | #REF! | · |  | #REF! | #REF! | #REF! | #REF! | #REF! | #REF! |  |  | · | · | · | · | · | · | ·
#REF! |  |  | #REF! | #REF! | #REF! | #REF! | #REF! |  | #REF! |  | #REF! | · | #REF! | #REF! | #REF! |  |  | #REF! | #REF! |  | #REF! | #REF! | #REF! | · | #REF! | #REF! | · | · | #REF! | #REF! | · |  | #REF! | #REF! | #REF! | #REF! | #REF! | #REF! |  |  |  |  | · | · | · | · | ·
Depth offset function | [42 empty] | · | · | · | · | · | bar: 1 to 29
ClearTRACK in Guidance Mode (user switchable) |  |  | #REF! | #REF! | #REF! | #REF! | #REF! |  | #REF! | · | #REF! |  | #REF! | #REF! | #REF! |  | · | #REF! | · | · | · | · | · | · | · | · | · | · | · | · | · |  | #REF! | #REF! | #REF! | #REF! | #REF! | #REF! |  |  | · | · | · | · | · | · | ·
Removable foot - fit selects PCM function | [46 empty] | · | bar: 1 to 29
Folding hoop - position selects marker locate function | [41 empty] | · |  | · |  | · | bar: 4; 7 to 8; 11 to 12; 15 to 16; 19 to 20; 23 to 24; 27 to 28
#REF! |  |  | #REF! | #REF! | #REF! | #REF! | #REF! | · | #REF! | · | #REF! | · | #REF! | #REF! | #REF! | · | · | #REF! | #REF! | · | #REF! | #REF! | #REF! | · | #REF! | #REF! | · | · | #REF! | #REF! | · |  | #REF! | #REF! | #REF! | #REF! | #REF! | #REF! |  |  | · | · | · | · | · | · | ·
#REF! |  |  | #REF! | #REF! | #REF! | #REF! | #REF! | · | #REF! | · | #REF! | · | #REF! | #REF! | #REF! | · | · | #REF! | #REF! | · | #REF! | #REF! | #REF! | · | #REF! | #REF! | · | · | #REF! | #REF! | · |  | #REF! | #REF! | #REF! | #REF! | #REF! | #REF! |  |  | · | · | · | · | · | · | ·
#REF! |  |  | #REF! | #REF! | #REF! | #REF! | #REF! | · | #REF! | · | #REF! | · | #REF! | #REF! | #REF! | · | · | #REF! | #REF! | · | #REF! | #REF! | #REF! | · | #REF! | #REF! | · | · | #REF! | #REF! | · |  | #REF! | #REF! | #REF! | #REF! | #REF! | #REF! | · | · | · | · | · | · | · | · | ·
#REF! |  |  | · | · | #REF! | #REF! | #REF! | · | #REF! | · | #REF! | · | #REF! | #REF! | #REF! | · | · | #REF! | #REF! | · | #REF! | #REF! | #REF! | · | #REF! | #REF! | · | · | #REF! | #REF! | · |  | #REF! | #REF! | #REF! | #REF! | #REF! | #REF! | · | · | · | · | · | · | · | · | ·
Connectivity |  |  | WLI | #REF! | #REF! | #REF! | #REF! | DLG | #REF! | DLMG | #REF! | PLG | PLM | PLMG | #REF! | TLG | TLM | TLMG | #REF! | PXLG | #REF! | #REF! | #REF! | PDLG | #REF! | #REF! | PTL | PTLG | #REF! | #REF! | PCMG |  | #REF! | #REF! | #REF! | #REF! | #REF! | #REF! | PCM Tx | SPCM Tx | PXLL | PXLML | PDLL | PDLML | PTLL | PTLML | PCM
#REF! |  |  | #REF! | #REF! |  | #REF! |  |  | #REF! | · |  |  | · | #REF! |  |  | · | #REF! | #REF! | · | #REF! | #REF! | #REF! | · | #REF! | #REF! | · | · | #REF! | #REF! | · |  | #REF! | #REF! | #REF! | #REF! | #REF! | #REF! |  |  | · | · | · | · | · | · | ·
#REF! |  |  | #REF! | #REF! | #REF! | #REF! | #REF! |  | #REF! |  | #REF! |  | #REF! | #REF! | #REF! |  |  | #REF! | · | · | · | #REF! | · | · | #REF! | #REF! | · | · | #REF! | #REF! | · |  | #REF! | #REF! | #REF! | #REF! | #REF! | #REF! |  |  | · | · | · | · | · | · | ·
#REF! |  |  | RD Mgr | RD Mgr | RD Mgr | RD Mgr | RD Mgr | RD Mgr | RD Mgr | RD Mgr | RD Mgr | RD Mgr | RD Mgr | RD Mgr | RD Mgr | RD Mgr | RD Mgr | RD Mgr | RD Mgr | RD Mgr | RD Mgr | RD Mgr | RD Mgr | RD Mgr | RD Mgr | RD Mgr | RD Mgr | RD Mgr | RD Mgr | RD Mgr | RD Mgr |  | #REF! | RD Mgr | RD Mgr | RD Mgr | RD Mgr | RD Mgr | RD Mgr | RD Mgr | RD Mgr | RD Mgr | RD Mgr | RD Mgr | RD Mgr | RD Mgr | RD Mgr
USB data extraction to PC | [40 empty] | · | · | · | · | · | · | · | bar: 1 to 29
Data extraction to USB thumb drive | [40 empty] | · | · | · | · | · | · | · | bar: 6; 8; 10; 14; 16 to 29
USB configurable | [33 empty] | · | · | · | · | · | · | · | · | · | · | · | · | · | · | bar: 1 to 29
Management tools |  |  | WLI | #REF! | #REF! | #REF! | #REF! | DLG | #REF! | DLMG | #REF! | PLG | PLM | PLMG | #REF! | TLG | TLM | TLMG | #REF! | PXLG | #REF! | #REF! | #REF! | PDLG | #REF! | #REF! | PTL | PTLG | #REF! | #REF! | PCMG |  | #REF! | #REF! | #REF! | #REF! | #REF! | #REF! | PCM Tx | SPCM Tx | PXLL | PXLML | PDLL | PDLML | PTLL | PTLML | PCM
#REF! |  |  |  |  | #REF! | #REF! | #REF! | · | #REF! | · | #REF! | · | #REF! | #REF! | #REF! | · |  | #REF! | #REF! | · | #REF! | #REF! | #REF! | · | #REF! | #REF! |  | · | #REF! | #REF! | on demand |  | #REF! | #REF! | #REF! | #REF! | #REF! | #REF! |  |  | · | · | · | · | · | · | on demand
Receive position from external GPS | [40 empty] | · | · | · | · | · | · | · | bar: 1 to 29
#REF! |  |  | #REF! | #REF! | #REF! | #REF! | #REF! |  | #REF! |  | #REF! | [7 empty] | #REF! | · | #REF! | #REF! | #REF! | · | #REF! | #REF! |  | · | #REF! | #REF! | · |  | #REF! | #REF! | #REF! | #REF! | #REF! | #REF!
#REF! |  |  | #REF! | #REF! | #REF! | #REF! | #REF! |  | #REF! |  | #REF! |  | #REF! | #REF! | #REF! |  |  | #REF! | #REF! | · | #REF! | #REF! | #REF! | · | #REF! | #REF! | · | · | #REF! | #REF! | · |  | #REF! | #REF! | #REF! | #REF! | #REF! | #REF! |  |  | · | · | · | · | · | · | ·
Survey measurements (to external device) with log review |  |  | #REF! | #REF! |  | #REF! |  |  | #REF! | · |  |  | · | #REF! |  |  | · | #REF! | #REF! | · | #REF! | #REF! | #REF! | · | #REF! | #REF! | · | · | #REF! | #REF! | · |  | #REF! | #REF! | #REF! | #REF! | #REF! | #REF! |  |  | · | · | · | · | · | · | ·
#REF! |  |  | #REF! | #REF! | #REF! | #REF! | #REF! | · | #REF! | · | #REF! | · | #REF! | #REF! | #REF! | · | · | #REF! | #REF! | · | #REF! | #REF! | #REF! | · | #REF! | #REF! |  | · | #REF! | #REF! | · |  | #REF! | #REF! | #REF! | #REF! | #REF! | #REF! |  |  | · | · | · | · | · | · | ·
#REF! |  |  | eCert | eCert | eCert | eCert | eCert | eCert | eCert | eCert | eCert | eCert | eCert | eCert | eCert | eCert | eCert | eCert | eCert | eCert | eCert | eCert | eCert | eCert | eCert | eCert | eCert | eCert | eCert | eCert | eCert |  | #REF! | · | · | · | · | · | · | · | eCert | eCert | eCert | eCert | eCert | eCert | eCert
Display custom text on startup - PC configurable | [33 empty] | · | · | · | · | · | · | · | · | · | · | · | · | · | · | bar: 1 to 29
1/day security check - PC enabled / config'd | [33 empty] | · | · | · | · | · | · | · | · | · | · | · | · | · | bar: 6; 8; 10; 12; 14; 16; 18; 20; 22; 24; 26; 28 to 29
Measurement distance prompt | [46 empty] | · | bar: 1 to 29
TX specific functions |  |  | WLI | #REF! | #REF! | #REF! | #REF! | DLG | #REF! | DLMG | #REF! | PLG | PLM | PLMG | #REF! | TLG | TLM | TLMG | #REF! | PXLG | #REF! | #REF! | #REF! | PDLG | #REF! | #REF! | PTL | PTLG | #REF! | #REF! | PCMG |  | #REF! | #REF! | #REF! | #REF! | #REF! | #REF! | PCM Tx | SPCM Tx | PXLL | PXLML | PDLL | PDLML | PTLL | PTLML | PCM
Maximum power output (direct connect) | [32 empty] | 0.8W | 1W | 5W | 5W | 10W | 10W | 150W | 50W
Max voltage output | [32 empty] | ?? | 90V | 90V | 90V | 90V | 90V | 100V | 100V
Max current output | [32 empty] | ?? | 0.5A | 0.5A | 0.5A | 0.5A | 0.5A | 3A | 2A
#REF! |  |  | 1: #REF!; 2: #REF!; 3: #REF!; 4: #REF!; 5: #REF!; 7: #REF!; 17: #REF!; 19: #REF!; 20: #REF!; 21: #REF!; 23: #REF!; 24: #REF!; 27: #REF!; 28: #REF! |  | #REF! | #REF! | #REF! | #REF! | #REF! | #REF!
Multimeter function | [33 empty] | · | · | · | · | ·
True DC W measurement | [33 empty] | · | · | · | · | ·
Default model | [32 empty] | - | PDL | PDL | PDL | PDL | PDL | - | -
#REF! |  |  | 1: #REF!; 2: #REF!; 3: #REF!; 4: #REF!; 5: #REF!; 7: #REF!; 17: #REF!; 19: #REF!; 20: #REF!; 21: #REF!; 23: #REF!; 24: #REF!; 27: #REF!; 28: #REF! |  | #REF! | #REF! | #REF! | #REF! | #REF! | #REF!
Poor connection / no connection audio warning | [33 empty] | · | · | · | · | · | · | ·
Power options |  |  | WLI | #REF! | #REF! | #REF! | #REF! | DLG | #REF! | DLMG | #REF! | PLG | PLM | PLMG | #REF! | TLG | TLM | TLMG | #REF! | PXLG | #REF! | #REF! | #REF! | PDLG | #REF! | #REF! | PTL | PTLG | #REF! | #REF! | PCMG |  | #REF! | #REF! | #REF! | #REF! | #REF! | #REF! | PCM Tx | SPCM Tx | PXLL | PXLML | PDLL | PDLML | PTLL | PTLML | PCM
#REF! |  |  | #REF! | #REF! | #REF! | #REF! | #REF! | · | #REF! | · | #REF! | · | #REF! | #REF! | #REF! | · | · | #REF! | #REF! | · | #REF! | #REF! | #REF! | · | #REF! | #REF! | · | · | #REF! | #REF! | · |  | #REF! | #REF! | #REF! | #REF! | #REF! | #REF! |  |  | · | · | · | · | · | · | ·
#REF! |  |  | #REF! | #REF! | #REF! | #REF! | #REF! | · | #REF! |  | #REF! | · |  | #REF! | #REF! | · |  | #REF! | #REF! | · | #REF! | #REF! | #REF! | · | #REF! | #REF! |  |  | #REF! | #REF! | · |  | #REF! | #REF! | #REF! | #REF! | #REF! | #REF! |  |  | · |  | · |  |  |  | ·
#REF! |  |  | option | option | option | option | option | option | option | option | option | option | option | option | option | option | option | option | option | option | option | option | option | option | option | option | option | option | option | option | option |  | #REF! | #REF! | #REF! | #REF! | #REF! | #REF! |  |  | option | option | option | option | option | option | option
#REF! |  |  | #REF! | #REF! | #REF! | #REF! | #REF! |  | #REF! |  | #REF! |  | #REF! | #REF! | #REF! |  |  | #REF! | #REF! |  | #REF! | #REF! | #REF! |  | #REF! | #REF! |  |  | #REF! | #REF! |  |  | #REF! | #REF! | #REF! | #REF! | #REF! | #REF!
#REF! |  |  | #REF! | #REF! | #REF! | #REF! | #REF! |  | #REF! |  | #REF! |  | #REF! | #REF! | #REF! |  |  | #REF! | #REF! |  | #REF! | #REF! | #REF! |  | #REF! | #REF! |  |  | #REF! | #REF! |  |  | #REF! | #REF! | #REF! | #REF! | #REF! | #REF!
#REF! |  |  | · | · | option | #REF! | option | option | #REF! | · | option | option | · | #REF! | option | option | · | #REF! | option | option | #REF! | #REF! | option | option | #REF! | #REF! | · | · | #REF! | #REF! | option |  | #REF! | #REF! | #REF! | #REF! | #REF! | #REF! |  | · | option | · | option | · | · | · | option
12-60W DC/rectified power input | [38 empty] | · | ·
100-240V AC input | [38 empty] | · | ·
#REF! |  |  | #REF! | #REF! | #REF! | #REF! | #REF! |  | #REF! |  | #REF! |  | #REF! | #REF! | #REF! |  |  | #REF! | #REF! |  | #REF! | #REF! | #REF! |  | #REF! | #REF! |  |  | #REF! | #REF! |  |  | #REF! | #REF! | #REF! | #REF! | #REF! | #REF!
Antenna modes |  |  | WLI | #REF! | #REF! | #REF! | #REF! | DLG | #REF! | DLMG | #REF! | PLG | PLM | PLMG | #REF! | TLG | TLM | TLMG | #REF! | PXLG | #REF! | #REF! | #REF! | PDLG | #REF! | #REF! | PTL | PTLG | #REF! | #REF! | PCMG |  | #REF! | #REF! | #REF! | #REF! | #REF! | #REF! | PCM Tx | SPCM Tx | PXLL | PXLML | PDLL | PDLML | PTLL | PTLML | PCM
#REF! |  |  | 1: #REF!; 2: #REF!; 3: #REF!; 4: #REF!; 5: #REF!; 6: ·; 7: #REF!; 8: ·; 9: #REF!; 10: ·; 11: #REF!; 12: #REF!; 13: #REF!; 14: ·; 15: ·; 16: #REF!
Peak mode with switchable guidance arrows | [40 empty] | · | · | · | · | · | · | · | bar: 1 to 29
#REF! |  |  | #REF! | #REF! | #REF! | #REF! | #REF! |  | #REF! |  | #REF! | · | #REF! | #REF! | #REF! | · | · | #REF! | #REF! | · | #REF! | #REF! | #REF! | · | #REF! | #REF! | · | · | #REF! | #REF! | · | [9 empty] | · | · | · | · | · | · | ·
#REF! |  |  | #REF! | #REF! | #REF! | #REF! | #REF! | · | #REF! | · | #REF! | · | #REF! | #REF! | #REF! | · | · | #REF! | #REF! | · | #REF! | #REF! | #REF! | · | #REF! | #REF! | · | · | #REF! | #REF! | · | [9 empty] | · | · | · | · | · | · | ·
#REF! |  |  | #REF! | #REF! | #REF! | #REF! | #REF! |  | #REF! |  | #REF! |  | #REF! | #REF! | #REF! |  |  | #REF! | #REF! | · | #REF! | #REF! | #REF! | · | #REF! | #REF! | · | · | #REF! | #REF! | · | [9 empty] | · | · | · | · | · | · | ·
#REF! |  |  | #REF! | #REF! | #REF! | #REF! | #REF! |  | #REF! | · | #REF! |  | #REF! | #REF! | #REF! |  | · | #REF! | #REF! |  | #REF! | #REF! | #REF! |  | #REF! | #REF! |  |  | #REF! | #REF! | [11 empty] | · |  | · |  | ·
#REF! |  |  | #REF! | #REF! | #REF! | #REF! | #REF! |  | #REF! | · | #REF! |  | #REF! | #REF! | #REF! |  | · | #REF! | #REF! |  | #REF! | #REF! | #REF! |  | #REF! | #REF! |  |  | #REF! | #REF! | [11 empty] | · |  | · |  | ·
Guidance mode with depth, gain & current displayed |  |  | #REF! | #REF! | #REF! | · | #REF! |  | · | · | #REF! |  | · | · | #REF! |  | · | · | · | · | #REF! | #REF! | · | · | #REF! | #REF! | · | · | #REF! | #REF! | · | [9 empty] | · | · | · | · | · | · | ·
#REF! |  |  | 1: #REF!; 2: #REF!; 3: #REF!; 4: #REF!; 5: #REF!; 7: #REF!; 9: #REF!; 11: #REF!; 12: #REF!; 13: #REF!; 16: #REF!
ACVG | [46 empty] | · | bar: 1 to 29
ACCA Peak with switchable peak arrows | [46 empty] | · | bar: 29
ACCA Null with proportional arrows | [46 empty] | · | bar: 1 to 29
Simultaneous ACCA peak and ACVG display | [46 empty] | · | bar: 29
Combined avoidance mode inc. active freqs |  |  |  |  | · | · | · | · | · | · | · | · | · | · | · | · | · | · | · | · | · | · | · | · | #REF! | #REF! | · | · | #REF! | #REF! | · | [9 empty] | · | · | · | · | · | · | ·
Sonde Frequencies |  |  | WLI | #REF! | #REF! | #REF! | #REF! | DLG | #REF! | DLMG | #REF! | PLG | PLM | PLMG | #REF! | TLG | TLM | TLMG | #REF! | PXLG | #REF! | #REF! | #REF! | PDLG | #REF! | #REF! | PTL | PTLG | #REF! | #REF! | PCMG |  | #REF! | #REF! | #REF! | #REF! | #REF! | #REF! | PCM Tx | SPCM Tx | PXLL | PXLML | PDLL | PDLML | PTLL | PTLML | PCM
16Hz (Prototek - cast iron) | [42 empty] | · | · | · | · | · | bar: 5 to 8; 21 to 29
10kHz (Vesala - telecoms) | [42 empty] | · | · | · | · | · | bar: 1 to 29
#REF! |  |  | #REF! | #REF! | #REF! | #REF! | #REF! | · | #REF! | · | #REF! |  | #REF! | #REF! | #REF! | · | · | #REF! | #REF! | · | #REF! | #REF! | #REF! | · | #REF! | #REF! | · | · | #REF! | #REF! | · | [9 empty] | · | · | · | · | · | · | ·
#REF! |  |  | #REF! | #REF! | #REF! | #REF! | #REF! | · | #REF! | · | #REF! |  | #REF! | #REF! | #REF! | · | · | #REF! | #REF! | · | #REF! | #REF! | #REF! | · | #REF! | #REF! | · | · | #REF! | #REF! | · | [9 empty] | · | · | · | · | · | · | ·
#REF! |  |  | #REF! | #REF! | #REF! | #REF! | #REF! | · | #REF! | · | #REF! |  | #REF! | #REF! | #REF! |  |  | #REF! | #REF! | · | #REF! | #REF! | #REF! | · | #REF! | #REF! | · | · | #REF! | #REF! | · | [9 empty] | · | · | · | · | · | · | ·
#REF! |  |  | #REF! | #REF! | #REF! | #REF! | #REF! | · | #REF! | · | #REF! | · | #REF! | #REF! | #REF! | · | · | #REF! | #REF! | · | #REF! | #REF! | #REF! | · | #REF! | #REF! | · | · | #REF! | #REF! | · | [9 empty] | · | · | · | · | · | · | ·
Passive Modes |  |  | WLI | #REF! | #REF! | #REF! | #REF! | DLG | #REF! | DLMG | #REF! | PLG | PLM | PLMG | #REF! | TLG | TLM | TLMG | #REF! | PXLG | #REF! | #REF! | #REF! | PDLG | #REF! | #REF! | PTL | PTLG | #REF! | #REF! | PCMG |  | #REF! | #REF! | #REF! | #REF! | #REF! | #REF! | PCM Tx | SPCM Tx | PXLL | PXLML | PDLL | PDLML | PTLL | PTLML | PCM
Power (50/60 Hz selectable) broad band |  |  |  |  | · | · | · | · | · | · | · | · | · | · | · | · | · | · | · | · | · | #REF! | #REF! | · | #REF! | #REF! | · | · | #REF! | #REF! | · | [9 empty] | · | · | · | · | · | · | ·
Power mode selective harmonics
#REF! |  |  |  |  | · | · | · | · | · | · | · | · | · | · | · | · | · | · | · | · | · | #REF! | #REF! | · | #REF! | #REF! | · | · | #REF! | #REF! | · | [9 empty] | · | · | · | · | · | · | ·
#REF! |  |  | 20: #REF!; 21: #REF!; 22: ·; 23: #REF!; 24: #REF!; 25: ·; 26: ·; 27: #REF!; 28: #REF!; 29: · | [11 empty] | · | · | · | · | ·
#REF! |  |  | 5: ·; 6: ·; 7: ·; 8: ·; 20: #REF!; 21: #REF!; 22: ·; 23: #REF!; 24: #REF!; 25: ·; 26: ·; 27: #REF!; 28: #REF!; 29: · | [11 empty] | · | · | · | · | ·
Active Frequencies |  |  | WLI | #REF! | #REF! | #REF! | #REF! | DLG | #REF! | DLMG | #REF! | PLG | PLM | PLMG | #REF! | TLG | TLM | TLMG | #REF! | PXLG | #REF! | #REF! | #REF! | PDLG | #REF! | #REF! | PTL | PTLG | #REF! | #REF! | PCMG |  | #REF! | #REF! | #REF! | #REF! | #REF! | #REF! | PCM Tx | SPCM Tx | PXLL | PXLML | PDLL | PDLML | PTLL | PTLML | PCM
#REF! |  |  | 20: #REF!; 21: #REF!; 22: ·; 23: #REF!; 24: #REF!; 25: ·; 26: ·; 27: #REF!; 28: #REF!; 29: · | #REF! | #REF! | #REF! | #REF! | #REF! | #REF! | #REF! | · | · |  |  | · | · | · | · | ·
5 User configurable frequencies <1kHz | [33 empty] | · | · | · | · | · |  |  | · | · | · | · | · | · | · | bar: 1 to 29
#REF! | [6 empty] | · | · | · | · | · | · | · | · | · | · | · | · | · | · | · | #REF! | #REF! | · | #REF! | #REF! | · | · | #REF! | #REF! | · | #REF! | #REF! | #REF! | #REF! | #REF! | #REF! | #REF! | DC Only | DC Only | · | · | · | · | · | · | ·
#REF! |  |  | 20: #REF!; 21: #REF!; 22: ·; 23: #REF!; 24: #REF!; 25: ·; 26: ·; 27: #REF!; 28: #REF!; 29: · | #REF! | #REF! | #REF! | #REF! | #REF! | #REF! | #REF! | ?? | ?? |  |  | · | · | · | · | ·
#REF! |  |  | 17: ·; 18: ·; 19: ·; 20: #REF!; 21: #REF!; 22: ·; 23: #REF!; 24: #REF!; 25: ·; 26: ·; 27: #REF!; 28: #REF!; 29: · | #REF! | #REF! | #REF! | #REF! | #REF! | #REF! | #REF! | ?? | ?? | · | · | · | · | · | · | ·
#REF! | [6 empty] | · | · | · | · | · | · | · | · | · | · | · | · | · | · | · | #REF! | #REF! | · | #REF! | #REF! | · | · | #REF! | #REF! | · | #REF! | #REF! | #REF! | #REF! | #REF! | #REF! | #REF! | DC Only | DC Only | · | · | · | · | · | · | ·
#REF! |  |  | 20: #REF!; 21: #REF!; 22: ·; 23: #REF!; 24: #REF!; 25: ·; 26: ·; 27: #REF!; 28: #REF!; 29: · | #REF! | #REF! | #REF! | #REF! | #REF! | #REF! | #REF! | ?? | ?? |  |  | · | · | · | · | ·
#REF! |  |  | 17: ·; 18: ·; 19: ·; 20: #REF!; 21: #REF!; 22: ·; 23: #REF!; 24: #REF!; 25: ·; 26: ·; 27: #REF!; 28: #REF!; 29: · | #REF! | #REF! | #REF! | #REF! | #REF! | #REF! | #REF! | ?? | ?? | · | · | · | · | · | · | ·
#REF! |  |  | 20: #REF!; 21: #REF!; 22: ·; 23: #REF!; 24: #REF!; 27: #REF!; 28: #REF!; 29: · | #REF! | #REF! | #REF! | #REF! | #REF! | DC Only | #REF! |  |  |  |  | · | · |  |  | ·
#REF! |  |  | 17: ·; 18: ·; 19: ·; 20: #REF!; 21: #REF!; 22: ·; 23: #REF!; 24: #REF!; 25: ·; 26: ·; 27: #REF!; 28: #REF!; 29: · | #REF! | #REF! | #REF! | #REF! | #REF! | #REF! | #REF! |  |  | · | · | · | · | · | · | ·
#REF! |  |  | 20: #REF!; 21: #REF!; 23: #REF!; 24: #REF!; 25: ·; 26: ·; 27: #REF!; 28: #REF! | #REF! | #REF! | #REF! | #REF! | #REF! |  | #REF! | [6 empty] | · | ·
#REF! |  |  | 20: #REF!; 21: #REF!; 23: #REF!; 24: #REF!; 25: ·; 26: ·; 27: #REF!; 28: #REF! | #REF! | #REF! | #REF! | #REF! | #REF! |  | #REF! | [6 empty] | · | ·
#REF! |  |  | 17: ·; 18: ·; 19: ·; 20: ·; 21: ·; 22: ·; 23: ·; 24: ·; 25: ·; 26: ·; 27: #REF!; 28: #REF!; 29: · | #REF! | #REF! | DC+induction | DC+induction | DC+induction | DC+induction | DC+induction | DC Only | DC Only | · | · | · | · | · | · | ·
#REF! |  |  |  |  | · | · | · | · | · | · | · | · | · | · | · | · | · | · | · | · | · | #REF! | #REF! | · | #REF! | #REF! | · | · | #REF! | #REF! | · | #REF! | #REF! | #REF! | #REF! | #REF! | #REF! | #REF! | DC Only | DC Only | · | · | · | · | · | · | ·
#REF! |  |  | 20: #REF!; 21: #REF!; 23: #REF!; 24: #REF!; 25: ·; 26: ·; 27: #REF!; 28: #REF! | #REF! | #REF! | #REF! | #REF! | #REF! |  | #REF! | [6 empty] | · | ·
#REF! |  |  | 20: #REF!; 21: #REF!; 22: ·; 23: #REF!; 24: #REF!; 25: ·; 26: ·; 27: #REF!; 28: #REF!; 29: · | #REF! | #REF! | #REF! | #REF! | #REF! | #REF! | #REF! |  |  |  |  | · | · | · | · | ·
#REF! |  |  |  |  | · | · | · | · | · | · | · | · | · | · | · | · | · | · | · | · | · | #REF! | #REF! | · | #REF! | #REF! | · | · | #REF! | #REF! | · | #REF! | #REF! | #REF! | #REF! | #REF! | #REF! | #REF! | NTH | NTH | · | · | · | · | · | · | ·
#REF! |  |  |  |  | · | · | · | · | · | · | · | · | · | · | · | · | · | · | · | · | · | #REF! | #REF! | · | #REF! | #REF! | · | · | #REF! | #REF! | · | #REF! | #REF! | #REF! | #REF! | #REF! | #REF! | #REF! |  |  | · | · | · | · | · | · | ·
#REF! |  |  | 20: #REF!; 21: #REF!; 23: #REF!; 24: #REF!; 25: ·; 26: ·; 27: #REF!; 28: #REF! | #REF! | #REF! | #REF! | #REF! | #REF! |  | #REF! | [6 empty] | · | ·
#REF! |  |  | 1: ·; 2: ·; 3: ·; 4: ·; 17: ·; 18: ·; 19: ·; 20: #REF!; 21: #REF!; 22: ·; 23: #REF!; 24: #REF!; 25: ·; 26: ·; 27: #REF!; 28: #REF!; 29: · | #REF! | #REF! | #REF! | #REF! | #REF! | #REF! | #REF! |  |  | · | · | · | · | · | · | ·
#REF! |  |  | 13: ·; 14: ·; 15: ·; 16: ·; 17: ·; 18: ·; 19: ·; 20: #REF!; 21: #REF!; 22: ·; 23: #REF!; 24: #REF!; 25: ·; 26: ·; 27: #REF!; 28: #REF!; 29: · | #REF! | #REF! | #REF! | #REF! | #REF! | #REF! | #REF! |  |  | · | · | · | · | · | · | ·
#REF! |  |  | 13: ·; 14: ·; 15: ·; 16: ·; 17: ·; 18: ·; 19: ·; 20: #REF!; 21: #REF!; 22: ·; 23: #REF!; 24: #REF!; 25: ·; 26: ·; 27: #REF!; 28: #REF!; 29: · | #REF! | #REF! | #REF! | #REF! | #REF! | #REF! | #REF! |  |  | · | · | · | · | · | · | ·
480kHz (Pipehorn) *no depth req'd | [34 empty] | · | · | · | · |  |  | · | · | · | · | · | · | · | bar: 17 to 29
Fault Find |  |  | WLI | #REF! | #REF! | #REF! | #REF! | DLG | #REF! | DLMG | #REF! | PLG | PLM | PLMG | #REF! | TLG | TLM | TLMG | #REF! | PXLG | #REF! | #REF! | #REF! | PDLG | #REF! | #REF! | PTL | PTLG | #REF! | #REF! | PCMG |  | #REF! | #REF! | #REF! | #REF! | #REF! | #REF! | PCM Tx | SPCM Tx | PXLL | PXLML | PDLL | PDLML | PTLL | PTLML | PCM
#REF! |  |  | #REF! | #REF! | #REF! | #REF! | #REF! |  | #REF! |  | #REF! | · | #REF! | #REF! | #REF! | · | · | #REF! | #REF! |  | #REF! | #REF! | #REF! | · | #REF! | #REF! | · | · | #REF! | #REF! | · |  | #REF! | #REF! | #REF! | #REF! | #REF! | #REF! |  |  |  |  | · | · | · | · | ·
#REF! |  |  | #REF! | #REF! | #REF! | #REF! | #REF! |  | #REF! |  | #REF! |  | #REF! | #REF! | #REF! |  |  | #REF! | #REF! |  | #REF! | #REF! | #REF! | · | #REF! | #REF! | · | · | #REF! | #REF! | · |  | #REF! | #REF! | #REF! | #REF! | #REF! | #REF! | · | · |  |  | · | · | · | · | ·
ELF (4Hz + 98/128Hz) | [38 empty] | · | · | [6 empty] | · | bar: 29
CD/LF Frequency Pair / Active Frequency |  |  | WLI | #REF! | #REF! | #REF! | #REF! | DLG | #REF! | DLMG | #REF! | PLG | PLM | PLMG | #REF! | TLG | TLM | TLMG | #REF! | PXLG | #REF! | #REF! | #REF! | PDLG | #REF! | #REF! | PTL | PTLG | #REF! | #REF! | PCMG |  | #REF! | #REF! | #REF! | #REF! | #REF! | #REF! | PCM Tx | SPCM Tx | PXLL | PXLML | PDLL | PDLML | PTLL | PTLML | PCM
ELCD (4Hz+8Hz+98/128Hz) | [38 empty] | · | · | [6 empty] | · | bar: 29
LFCD (4Hz+8Hz+512/640Hz) | [38 empty] | · | · | [6 empty] | · | bar: 1 to 29
#REF! |  |  | #REF! | #REF! | #REF! | #REF! | #REF! |  | #REF! |  | #REF! |  | #REF! | #REF! | #REF! |  |  | #REF! | #REF! |  | #REF! | #REF! | #REF! |  | #REF! | #REF! | · | · | #REF! | #REF! |  |  | #REF! | #REF! | #REF! | #REF! | · | #REF! | [6 empty] | · | ·
#REF! |  |  | #REF! | #REF! | #REF! | #REF! | #REF! |  | #REF! |  | #REF! |  | #REF! | #REF! | #REF! |  |  | #REF! | #REF! |  | #REF! | #REF! | #REF! | · | #REF! | #REF! | · | · | #REF! | #REF! | · |  | #REF! | #REF! | #REF! | #REF! | #REF! | #REF! |  |  |  |  | · | · | · | · | ·
#REF! |  |  | #REF! | #REF! | #REF! | #REF! | #REF! |  | #REF! |  | #REF! |  | #REF! | #REF! | #REF! |  |  | #REF! | #REF! |  | #REF! | #REF! | #REF! |  | #REF! | #REF! | · | · | #REF! | #REF! |  |  | #REF! | #REF! | #REF! | #REF! | · | #REF! | [6 empty] | · | ·
#REF! |  |  | #REF! | #REF! | #REF! | #REF! | #REF! |  | #REF! |  | #REF! |  | #REF! | #REF! | #REF! |  |  | #REF! | #REF! |  | #REF! | #REF! | #REF! | · | #REF! | #REF! | · | · | #REF! | #REF! | · |  | #REF! | #REF! | #REF! | #REF! | #REF! | #REF! |  |  |  |  | · | · | · | · | ·
#REF! |  |  | #REF! | #REF! | #REF! | #REF! | #REF! |  | #REF! |  | #REF! |  | #REF! | #REF! | #REF! |  |  | #REF! | #REF! |  | #REF! | #REF! | #REF! | · | #REF! | #REF! | · | · | #REF! | #REF! | · |  | #REF! | #REF! | #REF! | #REF! | #REF! | #REF! |  |  |  |  | · | · | · | · | ·
#REF! |  |  | #REF! | #REF! | #REF! | #REF! | #REF! |  | #REF! |  | #REF! |  | #REF! | #REF! | #REF! |  |  | #REF! | #REF! |  | #REF! | #REF! | #REF! | · | #REF! | #REF! | · | · | #REF! | #REF! | · |  | #REF! | #REF! | #REF! | #REF! | #REF! | #REF! |  |  |  |  | · | · | · | · | ·
#REF! |  |  | #REF! | #REF! | #REF! | #REF! | #REF! |  | #REF! |  | #REF! |  | #REF! | #REF! | #REF! |  |  | #REF! | #REF! |  | #REF! | #REF! | #REF! | · | #REF! | #REF! |  |  | #REF! | #REF! |  |  | #REF! | #REF! | #REF! | #REF! | #REF! | #REF! |  |  |  |  | · | ·
#REF! |  |  | #REF! | #REF! | #REF! | #REF! | #REF! |  | #REF! |  | #REF! |  | #REF! | #REF! | #REF! |  |  | #REF! | #REF! |  | #REF! | #REF! | #REF! |  | #REF! | #REF! | · | · | #REF! | #REF! |  |  | #REF! | #REF! | #REF! | #REF! | · | #REF! | [6 empty] | · | ·
#REF! |  |  | #REF! | #REF! | #REF! | #REF! | #REF! |  | #REF! |  | #REF! |  | #REF! | #REF! | #REF! |  |  | #REF! | #REF! |  | #REF! | #REF! | #REF! |  | #REF! | #REF! | · | · | #REF! | #REF! |  |  | #REF! | #REF! | #REF! | #REF! | · | #REF! | [6 empty] | · | ·
#REF! |  |  | #REF! | #REF! | #REF! | #REF! | #REF! |  | #REF! |  | #REF! |  | #REF! | #REF! | #REF! |  |  | #REF! | #REF! |  | #REF! | #REF! | #REF! |  | #REF! | #REF! | · | · | #REF! | #REF! |  |  | #REF! | #REF! | #REF! | #REF! | · | #REF! | [6 empty] | · | ·
#REF! |  |  | #REF! | #REF! | #REF! | #REF! | #REF! |  | #REF! |  | #REF! |  | #REF! | #REF! | #REF! |  |  | #REF! | #REF! |  | #REF! | #REF! | #REF! |  | #REF! | #REF! | · | · | #REF! | #REF! |  |  | #REF! | #REF! | #REF! | #REF! | · | #REF! | [6 empty] | · | ·
#REF! |  |  | #REF! | #REF! | #REF! | #REF! | #REF! |  | #REF! |  | #REF! |  | #REF! | #REF! | #REF! |  |  | #REF! | #REF! |  | #REF! | #REF! | #REF! |  | #REF! | #REF! | · | · | #REF! | #REF! |  |  | #REF! | #REF! | #REF! | #REF! | · | #REF! | [6 empty] | · | ·
#REF! |  |  | #REF! | #REF! | #REF! | #REF! | #REF! |  | #REF! |  | #REF! |  | #REF! | #REF! | #REF! |  |  | #REF! | #REF! |  | #REF! | #REF! | #REF! |  | #REF! | #REF! | · | · | #REF! | #REF! |  |  | #REF! | #REF! | #REF! | #REF! | · | #REF! | [6 empty] | · | ·
8192 Hz / 4096 Hz 'MFCD' (INV) | [36 empty] | · | · | · | · |  |  | · | · | · | · | · | bar: 1 to 29
PCM specific functionality |  |  | WLI | #REF! | #REF! | #REF! | #REF! | DLG | #REF! | DLMG | #REF! | PLG | PLM | PLMG | #REF! | TLG | TLM | TLMG | #REF! | PXLG | #REF! | #REF! | #REF! | PDLG | #REF! | #REF! | PTL | PTLG | #REF! | #REF! | PCMG |  | #REF! | #REF! | #REF! | #REF! | #REF! | #REF! | PCM Tx | SPCM Tx | PXLL | PXLML | PDLL | PDLML | PTLL | PTLML | PCM
Quick measurement option (1 sec quick / 3 sec normal) | [46 empty] | · | bar: 1 to 29
Periodic current display option | [46 empty] | · | bar: 29
Simultaneous ACCA and ACVG measurement | [46 empty] | · | bar: 1 to 29
Measurement accuracy indication | [46 empty] | · | bar: 29
Auto classification of ACVG results | [46 empty] | · | bar: 1 to 29
Markers |  |  | WLI | #REF! | #REF! | #REF! | #REF! | DLG | #REF! | DLMG | #REF! | PLG | PLM | PLMG | #REF! | TLG | TLM | TLMG | #REF! | PXLG | #REF! | #REF! | #REF! | PDLG | #REF! | #REF! | PTL | PTLG | #REF! | #REF! | PCMG |  | #REF! | #REF! | #REF! | #REF! | #REF! | #REF! | PCM Tx | SPCM Tx | PXLL | PXLML | PDLL | PDLML | PTLL | PTLML | PCM
#REF! | #REF! | #REF! | #REF! | #REF! | #REF! | #REF! | #REF! |  | #REF! | · | #REF! |  | · | #REF! | #REF! |  | · | #REF! | #REF! |  | #REF! | #REF! | #REF! |  | #REF! | #REF! |  |  | #REF! | #REF! |  |  | #REF! | #REF! | #REF! | #REF! | #REF! | #REF! |  |  |  | · |  | · |  | ·
#REF! | #REF! | #REF! | #REF! | #REF! | #REF! | #REF! | #REF! |  | #REF! | · | #REF! |  | · | #REF! | #REF! |  | · | #REF! | #REF! |  | #REF! | #REF! | #REF! |  | #REF! | #REF! |  |  | #REF! | #REF! |  |  | #REF! | #REF! | #REF! | #REF! | #REF! | #REF! |  |  |  | · |  | · |  | ·
#REF! | #REF! | #REF! | #REF! | #REF! | #REF! | #REF! | #REF! |  | #REF! | · | #REF! |  | · | #REF! | #REF! |  | · | #REF! | #REF! |  | #REF! | #REF! | #REF! |  | #REF! | #REF! |  |  | #REF! | #REF! |  |  | #REF! | #REF! | #REF! | #REF! | #REF! | #REF! |  |  |  | · |  | · |  | ·
#REF! | #REF! | #REF! | #REF! | #REF! | #REF! | #REF! | #REF! |  | #REF! | · | #REF! |  | · | #REF! | #REF! |  | · | #REF! | #REF! |  | #REF! | #REF! | #REF! |  | #REF! | #REF! |  |  | #REF! | #REF! |  |  | #REF! | #REF! | #REF! | #REF! | #REF! | #REF! |  |  |  | · |  | · |  | ·
#REF! | #REF! | #REF! | #REF! | #REF! | #REF! | #REF! | #REF! |  | #REF! | · | #REF! |  | · | #REF! | #REF! |  | · | #REF! | #REF! |  | #REF! | #REF! | #REF! |  | #REF! | #REF! |  |  | #REF! | #REF! |  |  | #REF! | #REF! | #REF! | #REF! | #REF! | #REF! |  |  |  | · |  | · |  | ·
#REF! | #REF! | #REF! | #REF! | #REF! | #REF! | #REF! | #REF! |  | #REF! | · | #REF! |  | · | #REF! | #REF! |  | · | #REF! | #REF! |  | #REF! | #REF! | #REF! |  | #REF! | #REF! |  |  | #REF! | #REF! |  |  | #REF! | #REF! | #REF! | #REF! | #REF! | #REF! |  |  |  | · |  | · |  | ·
#REF! | #REF! | #REF! | #REF! | #REF! | #REF! | #REF! | #REF! |  | #REF! | · | #REF! |  | · | #REF! | #REF! |  | · | #REF! | #REF! |  | #REF! | #REF! | #REF! |  | #REF! | #REF! |  |  | #REF! | #REF! |  |  | #REF! | #REF! | #REF! | #REF! | #REF! | #REF! |  |  |  | · |  | · |  | ·
#REF! | #REF! | #REF! | #REF! | #REF! | #REF! | #REF! | #REF! |  | #REF! | · | #REF! |  | · | #REF! | #REF! |  | · | #REF! | #REF! |  | #REF! | #REF! | #REF! |  | #REF! | #REF! |  |  | #REF! | #REF! |  |  | #REF! | #REF! | #REF! | #REF! | #REF! | #REF! |  |  |  | · |  | · |  | ·
#REF! | #REF! | #REF! | #REF! | #REF! | #REF! | #REF! | #REF! |  | #REF! | · | #REF! |  | · | #REF! | #REF! |  | · | #REF! | #REF! |  | #REF! | #REF! | #REF! |  | #REF! | #REF! |  |  | #REF! | #REF! |  |  | #REF! | #REF! | #REF! | #REF! | #REF! | #REF! |  |  |  | · |  | · |  | ·